## Data (hidden)
Project Name |  | Enter Project Name on Data Sheet
Bid Date |  | 2012-06-05
Project Type |  | Enter System Type on Data Sheet (i.e. Building Automation System)
JCI Material |  | Vendor Material |  | Misc.
JCI Discount | 57.25% | Vendor Tax | 8% | Mileage | 80
Usage Tax | 8% | Freight | 6% | Cents per Mile | 1
Freight | 6% | Warranty | 4.5% | Risk / Contingency | 0%
Warranty | 4.5% | Escalation | 0%
Escalation | 0%
Project Labor |  | Vendor Material |  | Subcontract Labor
Corporate overhead | 0% | Corporate overhead | 10% | Corporate overhead | 10%
Profit | 0% | Profit | 10% | Profit | 10%
Program Instructions
Subcontractors
All subcontractors must be entered as a "User Define" item with a cost code of 5** (i.e 510). The program will import the "Name" and "Description" it will look like the following: If Name = "Clarkson" and Description = "Electrical quote for HVAC Controls" - it will import as:
Clarkson - Electrical quote for HVAC Controls
MTC
The MTC at this time must be manually entered
Vendor Material
In PRESTO add the cost for the vendor material only - do not enter a list price for the vendor material
Programmer - Michael Meyer in Jacksonville Florida
Developed on 9/9/2008
Create Open Book Pricing Summary

## Project Summary
Pricing Verification and Budgeting Tool
Standard System Type | Quantity | Unit Cost | Extended Cost | Optional System/Point Types | Quantity | Unit Cost | Extended Cost
ERU (Dual Wheel) | 0 | 39539.8847 | 0 | Job Site Coordination Meetings | 0 | 260 | 0
ERU (Single Wheel) | 0 | 24752.7818 | 0 | Fume Hood Controls | 0 | 8000 | 0
VAV AHU | 0 | 27253.7927 | 0 | Airflow Measurement Station | 0 | 3500 | 0
SZ VAV AHU | 0 | 22014.4655 | 0 | Temperature Sensor (Air) | 0 | 700 | 0
CHW Entrance | 0 | 56513.661 | 0 | Temperature Sensor (Water) | 0 | 775 | 0
Chiller | 0 | 70947.0889 | 0 | Pressure Sensor (Water) | 0 | 1166 | 0
Steam HTX | 0 | 14450.828 | 0 | Pressure Sensor (Duct Static) | 0 | 1000 | 0
Boilers | 0 | 19147.4585 | 0 | Pressure Sensor (Differential) | 0 | 1790 | 0
VAV (Cooling-Only) | 0 | 1748.3072 | 0 | Humidity Sensor (Duct) | 0 | 925 | 0
VAV with RH | 0 | 1949.7213 | 0 | Humidity Sensor (Zone) | 0 | 400 | 0
VAV with RH, CO2 | 0 | 2518.5229 | 0 | CO2 Sensor (Zone) | 0 | 662 | 0
VAV with Chilled Beam | 0 | 2931.3607 | 0 | Current Transducer | 0 | 785 | 0
PIU with RH, CO2 | 0 | 2480.8328 | 0 | Dashboard | 0 | 25000 | 0
VRU Box (6") with controls | 0 | 2059.592 | 0 | Modbus Integration | 0 | 8000 | 0
VRU Box (8") with controls | 0 | 2069.4686 | 0 | Control Dampers (4'x4') | 0 | 400 | 0
VRU Box (10") with controls | 0 | 2101.5673 | 0 | Chilled Water Flow Meter (& Install) | 0 | 12750 | 0
VRU Box (12") with controls | 0 | 2132.4315 | 0 | Datalogger, Cabinet, Commissioning | 0 | 16500 | 0
VRU Box (14") with controls | 0 | 2191.6908 | 0 | Water Leak Det. (up to 8 points, 4 valves) | 0 | 7100 | 0
VRU Box (16") with controls | 0 | 2232.4315 | 0 | Network Switch | 0 | 1540 | 0
VRU Box (19") with controls | 0 | 2371.9377 | 0 | VAV Box Install (Turnkey) | 0 | 15406 | 0
VRU Box (22") with controls | 0 | 2447.2463 | 0 | VFD Install (Turnkey) | 0 | 9353.2687 | 0
FCU | 0 | 5466.4874 | 0 | Fan Coil Install (Turnkey) | 0 | 10712.1353 | 0
FCU (Dorm) | 0 | 4145.525 | 0 | Door Reader Install (Turnkey) | 0 | 4989.2192 | 0
NAE55 | 0 | 13517.0997 | 0 | ACC Chiller Install (Turnkey) | 0 | 82081.3981 | 0
NAE45 | 0 | 10585.6906 | 0
NAE35 | 0 | 7558.9923 | 0 | Optional System Total |  |  | 0
NCE | 0 | 6495.1081 | 0
DGMCS | 0 | 12786.2963 | 0 | Custom Systems / Point Types | Quantity | Unit Cost | Extended Cost
DGMCS Comm, Fire Alarm | 0 | 40252.5125 | 0 |  | 0 | 0 | 0
Lab (Pressure Control) | 0 | 19003.3003 | 0 |  | 0 | 0 | 0
Lab (Volumetric offset) | 0 | 16440.4219 | 0 |  | 0 | 0 | 0
Training (Hours) | 0 | 106 | 0 |  | 0 | 0 | 0
[5 empty] | 0 | 0 | 0
Optional Systems |  |  | 0 |  | 0 | 0 | 0
Custom Systems |  |  | 0
|  |  |  | Custom System Total |  |  | 0
Project Total |  |  | 0
Proposed Amount |  |  | 0
Additional Savings |  |  | 0
All JCI parts LIST pricing is available in the attached GSA schedule or at the following URL:
https://www.gsaadvantage.gov/advantage/main/start_page.do

## ERU (DW)
Part Number | Description |  |  |  |  | QTY | Unit Price | JCI Material | Vendor Material
ERU (Dual Wheel) | Air Handling Units.100% Outdoor Air Single Duct |  |  |  |  | 1
A70HA-1C | DUCT,MLT,SP=15-55 F (-9-13 C),STG=2 |  |  |  |  | 1 | 341.69 | 341.69
AFS-460 | DIF,0.4 - 12 INWC,DIF=MR,NC |  |  |  |  | 1 | 90.04 |  | 90.04
AFS-460 | DIF,0.4 - 12 INWC,DIF=MR,NC |  |  |  |  | 1 | 90.04 |  | 90.04
ASTNN-048X048O | [5 empty] | 1 | 6377.0898 | 6377.0898
ASTNN-048X048O | [5 empty] | 1 | 6377.0898 | 6377.0898
CSD-CA1G1-1 | SPLT/ADJ LED 1.25A W/RLY |  |  |  |  | 1 | 176.86 | 176.86
CSD-CA1G1-1 | SPLT/ADJ LED 1.25A W/RLY |  |  |  |  | 2 | 176.86 | 353.72
CSD-CA1G1-1 | SPLT/ADJ LED 1.25A W/RLY |  |  |  |  | 1 | 176.86 | 176.86
DPT2640-2R5D-1 | DP TRANS, DIF, 0 TO 2.5 |  |  |  |  | 1 | 254.84 |  | 254.84
DPT2640-2R5D-1 | DP TRANS, DIF, 0 TO 2.5 |  |  |  |  | 2 | 254.84 |  | 509.68
DPT2641-005D-1 | DP TRANS, DIF, 0 TO 5 |  |  |  |  | 1 | 254.84 |  | 254.84
FTG18A-600R | REMOTE MTD PROBE |  |  |  |  | 1 | 34.56 | 34.56
FTG18A-600R | REMOTE MTD PROBE |  |  |  |  | 1 | 34.56 | 34.56
FTG18A-600R | REMOTE MTD PROBE |  |  |  |  | 1 | 34.56 | 34.56
FTG18A-600R | REMOTE MTD PROBE |  |  |  |  | 2 | 34.56 | 69.12
FTG18A-600R | REMOTE MTD PROBE |  |  |  |  | 4 | 34.56 | 138.24
HE-67P3-0N00P | SENSOR,3%RH & 1K PT TEMP,DUCT-PROBE |  |  |  |  | 1 | 455.73 | 455.73
HE-67P3-0N00P | SENSOR,3%RH & 1K PT TEMP,DUCT-PROBE |  |  |  |  | 1 | 455.73 | 455.73
M9220-BGA-3 | 20NM,SR,DPR ACT,ON-OFF,24 VAC |  |  |  |  | 2 | 528.68 | 1057.36
M9220-BGA-3 | 20NM,SR,DPR ACT,ON-OFF,24 VAC |  |  |  |  | 2 | 528.68 | 1057.36
M9220-BGC-3 | 20NM,SR,ACT,24V ON/OFF,2 AUX SW |  |  |  |  | 1 | 621.98 | 621.98
M9220-BGC-3 | 20NM,SR,ACT,24V ON/OFF,2 AUX SW |  |  |  |  | 1 | 621.98 | 621.98
MS-DIS1710-0 | RMT DISPLAY FOR NCE, FEC |  |  |  |  | 1 | 434.06 | 434.06
MS-FEC2611-0 | FEC2611-0,FEC17 |  |  |  |  | 1 | 946.12 | 946.12
MS-IOM2721-0 | MS-IOM2721-0, IN/OUTPUT |  |  |  |  | 2 | 567.64 | 1135.28
MS-IOM4711-0 | IOM4711,IOM 17 POINT,UL |  |  |  |  | 1 | 724.4 | 724.4
PAN-ENC2436WDP4 | 24X36X9.25 ENC+NCE DR+PNL |  |  |  |  | 1 | 966.79 | 966.79
PAN-PWRSP | PANEL POWER SUPPLY 96VA |  |  |  |  | 2 | 249.59 | 499.18
PSH550-UPS | ENCLOSED UPS INTERFACE |  |  |  |  | 1 | 669.16 |  | 669.16
RIB24P | DPDT,20A,HC=24 VAC/DC,W/LED |  |  |  |  | 1 | 72.8 |  | 72.8
RIB24P | DPDT,20A,HC=24 VAC/DC,W/LED |  |  |  |  | 1 | 72.8 |  | 72.8
RIB24P | DPDT,20A,HC=24 VAC/DC,W/LED |  |  |  |  | 1 | 72.8 |  | 72.8
RIB24P | DPDT,20A,HC=24 VAC/DC,W/LED |  |  |  |  | 1 | 72.8 |  | 72.8
RIBU1C | SPDT,10A,HC=10-30 VAC/DC,W/LED |  |  |  |  | 2 | 30.52 |  | 61.04
RIBU1C | SPDT,10A,HC=10-30 VAC/DC,W/LED |  |  |  |  | 2 | 30.52 |  | 61.04
RIBU1C | SPDT,10A,HC=10-30 VAC/DC,W/LED |  |  |  |  | 1 | 30.52 |  | 30.52
RIBU1C | SPDT,10A,HC=10-30 VAC/DC,W/LED |  |  |  |  | 1 | 30.52 |  | 30.52
TE-6001-8 | AVERAGING ELEMENT HOLDER |  |  |  |  | 2 | 12.01 | 24.02
TE-6001-8 | AVERAGING ELEMENT HOLDER |  |  |  |  | 1 | 12.01 | 12.01
TE-6001-8 | AVERAGING ELEMENT HOLDER |  |  |  |  | 2 | 12.01 | 24.02
TE-6300W-102 | T-WELL 6" SS DIRECT MNT |  |  |  |  | 2 | 119.7 | 239.4
TE-6300W-102 | T-WELL 6" SS DIRECT MNT |  |  |  |  | 2 | 119.7 | 239.4
TE-6328P-1 | SENSOR,T-PT-EQV,20FT AVG,1K |  |  |  |  | 2 | 440.43 | 880.86
TE-6328P-1 | SENSOR,T-PT-EQV,20FT AVG,1K |  |  |  |  | 2 | 440.43 | 880.86
TE-6351M-1 | DUCT PROBE SENSOR 8 IN |  |  |  |  | 1 | 35.1 | 35.1
TE-635AM-2 | WELL TEMP SEN 6" 1K PT |  |  |  |  | 2 | 38.28 | 76.56
TE-635AM-2 | WELL TEMP SEN 6" 1K PT |  |  |  |  | 2 | 38.28 | 76.56
PIC Valve (CHW) | 2" 2W PICV |  |  |  |  | 1 | 1945 |  | 1945
VG1241FR+938GGC | 2" 2W BALL VALVE 29.2CV |  |  |  |  | 1 | 1007.71 | 1007.71
VOPEN-048X048 | [5 empty] | 1 | 834.29 | 834.29
VOPEN-048X048 | [5 empty] | 1 | 834.29 | 834.29
VOPEN-048X048 | [5 empty] | 1 | 834.29 | 834.29
VOPEN-048X048 | [5 empty] | 1 | 834.29 | 834.29
VOPEN-048X048 | [5 empty] | 1 | 834.29 | 834.29
|  |  |  | JCI Material Subtotal |  |  | 30758.2695
[7 empty] | Vendor Material Subtotal | 4287.92
JOHNSON CONTROLS MATERIAL
JCI Material List Price --------------------------------------------------------------- |  |  |  |  | 30758.2695
Less Discount at --------------------------------------------------------------------- |  |  |  | 57.25% | 17609.1093
NET JCI Material ---------------------------------------------------------------------- |  |  |  |  | 13149.1602
Escalation at --------------------------------------------------------------------------- |  |  |  | 0% | 0
SUB-TOTAL |  |  |  |  | 13149.1602
Material Usage Tax at -------------------------------------------------------------- |  |  |  | 8% | 1051.9328
Freight / Delivery at ------------------------------------------------------------------ |  |  |  | 6% | 788.9496
Labor Warranty at -------------------------------------------------------------------- |  |  |  | 4.5% | 591.7122
TOTAL JCI MATERIAL PRICE |  |  |  |  | 15581.7549
VENDOR MATERIAL
Vendor (NON-JCI) Material Cost ------------------------------------------------ |  |  |  |  | 4287.92
Escalation at --------------------------------------------------------------------------- |  |  |  | 0% | 0
SUB-TOTAL |  |  |  |  | 4287.92
Material Tax at ------------------------------------------------------------------------ |  |  |  | 8% | 343.0336
Freight / Delivery at ------------------------------------------------------------------ |  |  |  | 6% | 257.2752
Warranty at ----------------------------------------------------------------------------- |  |  |  | 4.5% | 192.9564
TOTAL VENDOR MATERIAL PRICE |  |  |  |  | 5081.1852
SUBCONTRACTORS
Installation Subcontract |  |  |  |  | 6800
TOTAL SUBCONTRACTORS COST |  |  |  |  | 6800
PROJECT LABOR
POSITION |  | RATE | HOURS | COST
Project Manager |  | 130 | 8 | 1040
CxA Assistance |  | 106 | 8 | 848
Hardware Engineer |  | 106 | 10 | 1060
Software Engineering |  | 106 | 8 | 848
Graphics Programming |  | 106 | 4 | 424
Verification and Commissioning Technician |  | 90 | 48 | 4320
JCI Electrical Installation |  | 76 | 0 | 0
Training |  | 106 | 0 | 0
TOTAL LABOR COST |  |  | 86 | 8540
Project Labor
Project Labor |  | 8540
Travel Expenses |  | 750
SUB-TOTAL |  | 9290
Corporate overhead at | 0% | 0 | [7 empty] | 100%
Profit at | 0% | 0 | [7 empty] | 100%
SUB-TOTAL |  | 9290
Project Vendor Material
VENDOR MATERIAL |  | 5081.1852
Corporate overhead at | 10% | 564.5761 | [7 empty] | 90%
Profit at | 10% | 627.3068 | [7 empty] | 90%
SUB-TOTAL |  | 6273.0681
Subcontract Labor
SUBCONTRACTS |  | 6800
Corporate overhead at | 10% | 755.5556 | [7 empty] | 90%
Profit at | 10% | 839.5062 | [7 empty] | 90%
SUB-TOTAL |  | 8395.0617
Total Project
JCI Material |  | 15581.7549
Project Labor |  | 9290
Project Vendor Material |  | 6273.0681
Subcontractors |  | 8395.0617
SUB-TOTAL |  | 39539.8847
Risk / Contingency at | 0% | 0
PROJECT TOTAL |  | 39539.8847

## ERU (SW)
Part Number | Description |  |  |  |  | QTY | Unit Price | JCI Material | Vendor Material
ERU- Single Wheel | Air Handling Units.100% Outdoor Air Single Duct |  |  |  |  | 1
A70HA-1C | DUCT,MLT,SP=15-55 F (-9-13 C),STG=2 |  |  |  |  | 1 | 341.69 | 341.69
AFS-460 | DIF,0.4 - 12 INWC,DIF=MR,NC |  |  |  |  | 1 | 90.04 |  | 90.04
AFS-460 | DIF,0.4 - 12 INWC,DIF=MR,NC |  |  |  |  | 1 | 90.04 |  | 90.04
ASTNN-048X048O | [5 empty] | 1 | 6377.0898 | 6377.0898
CSD-CA1G1-1 | SPLT/ADJ LED 1.25A W/RLY |  |  |  |  | 1 | 176.86 | 176.86
CSD-CA1G1-1 | SPLT/ADJ LED 1.25A W/RLY |  |  |  |  | 1 | 176.86 | 176.86
CSD-CA1G1-1 | SPLT/ADJ LED 1.25A W/RLY |  |  |  |  | 1 | 176.86 | 176.86
DPT2640-2R5D-1 | DP TRANS, DIF, 0 TO 2.5 |  |  |  |  | 1 | 254.84 |  | 254.84
DPT2640-2R5D-1 | DP TRANS, DIF, 0 TO 2.5 |  |  |  |  | 1 | 254.84 |  | 254.84
DPT2640-2R5D-1 | DP TRANS, DIF, 0 TO 2.5 |  |  |  |  | 1 | 254.84 |  | 254.84
DPT2641-005D-1 | DP TRANS, DIF, 0 TO 5 |  |  |  |  | 1 | 254.84 |  | 254.84
FTG18A-600R | REMOTE MTD PROBE |  |  |  |  | 1 | 34.56 | 34.56
FTG18A-600R | REMOTE MTD PROBE |  |  |  |  | 1 | 34.56 | 34.56
FTG18A-600R | REMOTE MTD PROBE |  |  |  |  | 2 | 34.56 | 69.12
FTG18A-600R | REMOTE MTD PROBE |  |  |  |  | 1 | 34.56 | 34.56
FTG18A-600R | REMOTE MTD PROBE |  |  |  |  | 2 | 34.56 | 69.12
FTG18A-600R | REMOTE MTD PROBE |  |  |  |  | 2 | 34.56 | 69.12
HE-67P3-0N00P | SENSOR,3%RH & 1K PT TEMP,DUCT-PROBE |  |  |  |  | 2 | 455.73 | 911.46
HE-67P3-0N00P | SENSOR,3%RH & 1K PT TEMP,DUCT-PROBE |  |  |  |  | 2 | 455.73 | 911.46
M9220-BGA-3 | 20NM,SR,DPR ACT,ON-OFF,24 VAC |  |  |  |  | 1 | 528.68 | 528.68
M9220-BGA-3 | 20NM,SR,DPR ACT,ON-OFF,24 VAC |  |  |  |  | 1 | 528.68 | 528.68
M9220-BGC-3 | 20NM,SR,ACT,24V ON/OFF,2 AUX SW |  |  |  |  | 1 | 621.98 | 621.98
M9220-BGC-3 | 20NM,SR,ACT,24V ON/OFF,2 AUX SW |  |  |  |  | 1 | 621.98 | 621.98
MS-DIS1710-0 | RMT DISPLAY FOR NCE, FEC |  |  |  |  | 1 | 434.06 | 434.06
MS-FEC2611-0 | FEC2611-0,FEC17 |  |  |  |  | 1 | 946.12 | 946.12
MS-IOM2711-0 | MS-IOM2711-0 FINAL |  |  |  |  | 1 | 530.82 | 530.82
MS-IOM2721-0 | MS-IOM2721-0, IN/OUTPUT |  |  |  |  | 1 | 567.64 | 567.64
PAN-ENC2436WDP4 | 24X36X9.25 ENC+NCE DR+PNL |  |  |  |  | 1 | 966.79 | 966.79
PAN-PWRSP | PANEL POWER SUPPLY 96VA |  |  |  |  | 2 | 249.59 | 499.18
PSH550-UPS | ENCLOSED UPS INTERFACE |  |  |  |  | 1 | 669.16 |  | 669.16
RIB24P | DPDT,20A,HC=24 VAC/DC,W/LED |  |  |  |  | 1 | 72.8 |  | 72.8
RIB24P | DPDT,20A,HC=24 VAC/DC,W/LED |  |  |  |  | 1 | 72.8 |  | 72.8
RIB24P | DPDT,20A,HC=24 VAC/DC,W/LED |  |  |  |  | 1 | 72.8 |  | 72.8
RIB24P | DPDT,20A,HC=24 VAC/DC,W/LED |  |  |  |  | 1 | 72.8 |  | 72.8
RIBU1C | SPDT,10A,HC=10-30 VAC/DC,W/LED |  |  |  |  | 1 | 30.52 |  | 30.52
RIBU1C | SPDT,10A,HC=10-30 VAC/DC,W/LED |  |  |  |  | 1 | 30.52 |  | 30.52
RIBU1C | SPDT,10A,HC=10-30 VAC/DC,W/LED |  |  |  |  | 1 | 30.52 |  | 30.52
RIBU1C | SPDT,10A,HC=10-30 VAC/DC,W/LED |  |  |  |  | 1 | 30.52 |  | 30.52
TE-6001-8 | AVERAGING ELEMENT HOLDER |  |  |  |  | 1 | 12.01 | 12.01
VOPEN-048X048 | [5 empty] | 1 | 834.29 | 834.29
VOPEN-048X048 | [5 empty] | 1 | 834.29 | 834.29
|  |  |  | JCI Material Subtotal |  |  | 17309.8398
[7 empty] | Vendor Material Subtotal | 2281.88
JOHNSON CONTROLS MATERIAL
JCI Material List Price --------------------------------------------------------------- |  |  |  |  | 17309.8398
Less Discount at --------------------------------------------------------------------- |  |  |  | 57.25% | 9909.8833
NET JCI Material ---------------------------------------------------------------------- |  |  |  |  | 7399.9565
Escalation at --------------------------------------------------------------------------- |  |  |  | 0% | 0
SUB-TOTAL |  |  |  |  | 7399.9565
Material Usage Tax at -------------------------------------------------------------- |  |  |  | 8% | 591.9965
Freight / Delivery at ------------------------------------------------------------------ |  |  |  | 6% | 443.9974
Warranty at ----------------------------------------------------------------------------- |  |  |  | 4.5% | 332.998
TOTAL JCI MATERIAL PRICE |  |  |  |  | 8768.9485
VENDOR MATERIAL
Vendor (NON-JCI) Material Cost ------------------------------------------------ |  |  |  |  | 2281.88
Escalation at --------------------------------------------------------------------------- |  |  |  | 0% | 0
SUB-TOTAL |  |  |  |  | 2281.88
Material Tax at ------------------------------------------------------------------------ |  |  |  | 8% | 182.5504
Freight / Delivery at ------------------------------------------------------------------ |  |  |  | 6% | 136.9128
Warranty at ----------------------------------------------------------------------------- |  |  |  | 4.5% | 102.6846
TOTAL VENDOR MATERIAL PRICE |  |  |  |  | 2704.0278
SUBCONTRACTORS
Installation |  |  |  |  | 4000
TOTAL SUBCONTRACTORS COST |  |  |  |  | 4000
PROJECT LABOR
POSITION |  | RATE | HOURS | COST
Project Manager |  | 130 | 6 | 780
Hardware Engineer |  | 106 | 10 | 1060
Software Engineering |  | 106 | 8 | 848
Verification and Commissioning Technician |  | 90 | 32 | 2880
Commissioning Agent Assist |  | 106 | 8 | 848
Graphics |  | 106 | 4 | 424
Training |  | 106 | 4 | 424
TOTAL LABOR COST |  |  | 72 | 7264
Project Labor
Project Labor |  | 7264
Travel Expenses |  | 675
SUB-TOTAL |  | 7939
Corporate overhead at | 0% | 0
Profit at | 0% | 0
SUB-TOTAL |  | 7939
Project Vendor Material
VENDOR MATERIAL |  | 2704.0278
Corporate overhead at | 10% | 270.4028
Profit at | 10% | 270.4028
SUB-TOTAL |  | 3244.8333
Subcontract Labor
SUBCONTRACTS |  | 4000
Corporate overhead at | 10% | 400
Profit at | 10% | 400
SUB-TOTAL |  | 4800
Total Project
JCI Material |  | 8768.9485
Project Labor |  | 7939
Project Vendor Material |  | 3244.8333
Subcontractors |  | 4800
SUB-TOTAL |  | 24752.7818
Risk / Contingency at | 0% | 0
PROJECT TOTAL |  | 24752.7818

## AHU (VAV)
Part Number | Description |  |  |  |  | QTY | Unit Price | JCI Material | Vendor Material
AHU (VAV) | Air Handling Units.Mixed Air Single Duct |  |  |  |  | 1
A70HA-1C | DUCT,MLT,SP=15-55 F (-9-13 C),STG=2 |  |  |  |  | 1 | 341.69 | 341.69
AFS-460 | DIF,0.4 - 12 INWC,DIF=MR,NC |  |  |  |  | 1 | 90.04 |  | 90.04
AFS-460 | DIF,0.4 - 12 INWC,DIF=MR,NC |  |  |  |  | 1 | 90.04 |  | 90.04
ASTNN-020X020O | [5 empty] | 1 | 3513.3401 | 3513.3401
CSD-CA1G1-1 | SPLT/ADJ LED 1.25A W/RLY |  |  |  |  | 1 | 176.86 | 176.86
DPT2641-005D-1 | DP TRANS, DIF, 0 TO 5 |  |  |  |  | 1 | 254.84 |  | 254.84
DPT2641-2R5D-1 | DP TRANS, DIF, 0 TO 2.5 |  |  |  |  | 1 | 254.84 |  | 254.84
DPT2641-2R5D-1 | DP TRANS, DIF, 0 TO 2.5 |  |  |  |  | 1 | 254.84 |  | 254.84
FTG18A-600R | REMOTE MTD PROBE |  |  |  |  | 1 | 34.56 | 34.56
FTG18A-600R | REMOTE MTD PROBE |  |  |  |  | 1 | 34.56 | 34.56
FTG18A-600R | REMOTE MTD PROBE |  |  |  |  | 2 | 34.56 | 69.12
FTG18A-600R | REMOTE MTD PROBE |  |  |  |  | 2 | 34.56 | 69.12
FTG18A-600R | REMOTE MTD PROBE |  |  |  |  | 1 | 34.56 | 34.56
HT-6703-0N00P | HUM SENS DUCT,4-20MA 0-10V W/JUMPER,3%RH |  |  |  |  | 1 | 401.49 | 401.49
M9220-GGA-3 | 20NM,SR,DPR ACT,0-10 VDC,24 VAC |  |  |  |  | 1 | 648.47 | 648.47
M9220-GGA-3 | 20NM,SR,DPR ACT,0-10 VDC,24 VAC |  |  |  |  | 1 | 648.47 | 648.47
M9220-GGA-3 | 20NM,SR,DPR ACT,0-10 VDC,24 VAC |  |  |  |  | 1 | 648.47 | 648.47
M9220-GGA-3 | 20NM,SR,DPR ACT,0-10 VDC,24 VAC |  |  |  |  | 1 | 648.47 | 648.47
MS-DIS1710-0 | RMT DISPLAY FOR NCE, FEC |  |  |  |  | 1 | 434.06 | 434.06
MS-FEC2611-0 | FEC2611-0,FEC17 |  |  |  |  | 1 | 946.12 | 946.12
MS-IOM2721-0 | MS-IOM2721-0, IN/OUTPUT |  |  |  |  | 2 | 567.64 | 1135.28
PAN-ENC2436WDP4 | 24X36X9.25 ENC+NCE DR+PNL |  |  |  |  | 1 | 966.79 | 966.79
PAN-PWRSP | PANEL POWER SUPPLY 96VA |  |  |  |  | 2 | 249.59 | 499.18
PSH550-UPS | ENCLOSED UPS INTERFACE |  |  |  |  | 1 | 669.16 |  | 669.16
RIB24P | DPDT,20A,HC=24 VAC/DC,W/LED |  |  |  |  | 1 | 72.8 |  | 72.8
RIB24P | DPDT,20A,HC=24 VAC/DC,W/LED |  |  |  |  | 1 | 72.8 |  | 72.8
RIBU1C | SPDT,10A,HC=10-30 VAC/DC,W/LED |  |  |  |  | 1 | 30.52 |  | 30.52
TE-6001-8 | AVERAGING ELEMENT HOLDER |  |  |  |  | 1 | 12.01 | 12.01
TE-6001-8 | AVERAGING ELEMENT HOLDER |  |  |  |  | 1 | 12.01 | 12.01
TE-6001-8 | AVERAGING ELEMENT HOLDER |  |  |  |  | 1 | 12.01 | 12.01
TE-6300W-101 | T-WELL 6" BRASS DIR MNT |  |  |  |  | 1 | 43.83 | 43.83
TE-6300W-101 | T-WELL 6" BRASS DIR MNT |  |  |  |  | 1 | 43.83 | 43.83
TE-6300W-101 | T-WELL 6" BRASS DIR MNT |  |  |  |  | 1 | 43.83 | 43.83
TE-6300W-101 | T-WELL 6" BRASS DIR MNT |  |  |  |  | 1 | 43.83 | 43.83
TE-6328P-1 | SENSOR,T-PT-EQV,20FT AVG,1K |  |  |  |  | 1 | 440.43 | 440.43
TE-6328P-1 | SENSOR,T-PT-EQV,20FT AVG,1K |  |  |  |  | 1 | 440.43 | 440.43
TE-6351M-1 | DUCT PROBE SENSOR 8 IN |  |  |  |  | 1 | 35.1 | 35.1
TE-6351M-1 | DUCT PROBE SENSOR 8 IN |  |  |  |  | 1 | 35.1 | 35.1
TE-6351M-1 | DUCT PROBE SENSOR 8 IN |  |  |  |  | 1 | 35.1 | 35.1
TE-635AM-2 | WELL TEMP SEN 6" 1K PT |  |  |  |  | 1 | 38.28 | 38.28
TE-635AM-2 | WELL TEMP SEN 6" 1K PT |  |  |  |  | 1 | 38.28 | 38.28
TE-635AM-2 | WELL TEMP SEN 6" 1K PT |  |  |  |  | 1 | 38.28 | 38.28
TE-635AM-2 | WELL TEMP SEN 6" 1K PT |  |  |  |  | 1 | 38.28 | 38.28
PIC Valve (CHW) | 2" 2W PICV |  |  |  |  | 1 | 1945 | 0 | 1945
VG1241FR+938GGC | 2" 2W BALL VALVE 29.2CV |  |  |  |  | 1 | 1007.71 | 1007.71
VOPEN-048X048 | [5 empty] | 1 | 834.29 | 834.29
VOPEN-048X048 | [5 empty] | 1 | 834.29 | 834.29
VOPEN-048X048 | [5 empty] | 1 | 834.29 | 834.29
VOPEN-048X048 | [5 empty] | 1 | 834.29 | 834.29
FSS-1420-1 | TPI Infrared Electric Heater for AHU |  |  |  |  | 1 | 456.5 | 0 | 456.5
|  |  |  | JCI Material Subtotal |  |  | 16946.1099
[7 empty] | Vendor Material Subtotal | 4191.38
JOHNSON CONTROLS MATERIAL
JCI Material List Price --------------------------------------------------------------- |  |  |  |  | 16946.1099
Less Discount at --------------------------------------------------------------------- |  |  |  | 57.25% | 9701.6479
NET JCI Material ---------------------------------------------------------------------- |  |  |  |  | 7244.462
Escalation at --------------------------------------------------------------------------- |  |  |  | 0% | 0
SUB-TOTAL |  |  |  |  | 7244.462
Material Usage Tax at -------------------------------------------------------------- |  |  |  | 8% | 579.557
Freight / Delivery at ------------------------------------------------------------------ |  |  |  | 6% | 434.6677
Labor Warranty at -------------------------------------------------------------------- |  |  |  | 4.5% | 326.0008
TOTAL JCI MATERIAL PRICE |  |  |  |  | 8584.6874
VENDOR MATERIAL
Vendor (NON-JCI) Material Cost ------------------------------------------------ |  |  |  |  | 4191.38
Escalation at --------------------------------------------------------------------------- |  |  |  | 0% | 0
SUB-TOTAL |  |  |  |  | 4191.38
Material Tax at ------------------------------------------------------------------------ |  |  |  | 8% | 335.3104
Freight / Delivery at ------------------------------------------------------------------ |  |  |  | 6% | 251.4828
Warranty at ----------------------------------------------------------------------------- |  |  |  | 4.5% | 188.6121
TOTAL VENDOR MATERIAL PRICE |  |  |  |  | 4966.7853
SUBCONTRACTORS
Installation Subcontract |  |  |  |  | 4000
TOTAL SUBCONTRACTORS COST |  |  |  |  | 4000
PROJECT LABOR
POSITION |  | RATE | HOURS | COST
Project Manager |  | 130 | 6 | 780
CxA Assistance |  | 106 | 8 | 848
Hardware Engineer |  | 106 | 8 | 848
Software Engineering |  | 106 | 4 | 424
Graphics Programming |  | 106 | 4 | 424
Verification and Commissioning Technician |  | 90 | 40 | 3600
JCI Electrical Installation |  | 76 | 0 | 0
Training |  | 106 | 0 | 0
TOTAL LABOR COST |  |  | 70 | 6924
Project Labor
Project Labor |  | 6924
Travel Expenses |  | 675
SUB-TOTAL |  | 7599
Corporate overhead at | 0% | 0 | [7 empty] | 100%
Profit at | 0% | 0 | [7 empty] | 100%
SUB-TOTAL |  | 7599
Project Vendor Material
VENDOR MATERIAL |  | 4966.7853
Corporate overhead at | 10% | 551.865 | [7 empty] | 90%
Profit at | 10% | 613.1834 | [7 empty] | 90%
SUB-TOTAL |  | 6131.8337
Subcontract Labor
SUBCONTRACTS |  | 4000
Corporate overhead at | 10% | 444.4444 | [7 empty] | 90%
Profit at | 10% | 493.8272 | [7 empty] | 90%
SUB-TOTAL |  | 4938.2716
Total Project
JCI Material |  | 8584.6874
Project Labor |  | 7599
Project Vendor Material |  | 6131.8337
Subcontractors |  | 4938.2716
SUB-TOTAL |  | 27253.7927
Risk / Contingency at | 0% | 0
PROJECT TOTAL |  | 27253.7927

## SZ VAV AHU
Part Number | Description |  |  |  |  | QTY | Unit Price | JCI Material | Vendor Material
SZ VAV AHU | Air Handling Units.Mixed Air Single Duct |  |  |  |  | 1
A70HA-1C | DUCT,MLT,SP=15-55 F (-9-13 C),STG=2 |  |  |  |  | 1 | 341.69 | 341.69
AFS-460 | DIF,0.4 - 12 INWC,DIF=MR,NC |  |  |  |  | 1 | 90.04 |  | 90.04
AFS-460 | DIF,0.4 - 12 INWC,DIF=MR,NC |  |  |  |  | 1 | 90.04 |  | 90.04
CD-P00-00-0 | CO2 SENSOR,DUCT,0-2000PPM |  |  |  |  | 1 | 1232.71 | 1232.71
CSD-CA1G1-1 | SPLT/ADJ LED 1.25A W/RLY |  |  |  |  | 1 | 176.86 | 176.86
DPT2641-005D-1 | DP TRANS, DIF, 0 TO 5 |  |  |  |  | 1 | 254.84 |  | 254.84
FTG18A-600R | REMOTE MTD PROBE |  |  |  |  | 1 | 34.56 | 34.56
FTG18A-600R | REMOTE MTD PROBE |  |  |  |  | 1 | 34.56 | 34.56
FTG18A-600R | REMOTE MTD PROBE |  |  |  |  | 1 | 34.56 | 34.56
FTG18A-600R | REMOTE MTD PROBE |  |  |  |  | 1 | 34.56 | 34.56
M9220-GGA-3 | 20NM,SR,DPR ACT,0-10 VDC,24 VAC |  |  |  |  | 1 | 648.47 | 648.47
M9220-GGA-3 | 20NM,SR,DPR ACT,0-10 VDC,24 VAC |  |  |  |  | 1 | 648.47 | 648.47
M9220-GGA-3 | 20NM,SR,DPR ACT,0-10 VDC,24 VAC |  |  |  |  | 1 | 648.47 | 648.47
MS-DIS1710-0 | RMT DISPLAY FOR NCE, FEC |  |  |  |  | 1 | 434.06 | 434.06
NS-BTB7002-0 | 3X4.5.T.F/C.D.ADJ.TB |  |  |  |  | 1 | 184.41 | 184.41
P32AC-2C | DIF,0.05 - 5 INWC,DIF=0.04-0.2 INWC,SPDT |  |  |  |  | 1 | 148.49 | 148.49
PAN-ENC2024WDF4 | 20X24X9.25 ENC+NCE DOOR |  |  |  |  | 1 | 579.3 | 579.3
PSH550-UPS | ENCLOSED UPS INTERFACE |  |  |  |  | 1 | 669.16 |  | 669.16
RIB24P | DPDT,20A,HC=24 VAC/DC,W/LED |  |  |  |  | 1 | 72.8 |  | 72.8
RIBU1C | SPDT,10A,HC=10-30 VAC/DC,W/LED |  |  |  |  | 1 | 30.52 |  | 30.52
SAKGJL002A00 | FEC2611 & IOM2721 CNTRLS |  |  |  |  | 1 | 1884.55 | 1884.55
TE-6001-8 | AVERAGING ELEMENT HOLDER |  |  |  |  | 1 | 12.01 | 12.01
TE-6001-8 | AVERAGING ELEMENT HOLDER |  |  |  |  | 1 | 12.01 | 12.01
TE-6001-8 | AVERAGING ELEMENT HOLDER |  |  |  |  | 1 | 12.01 | 12.01
TE-6300W-102 | T-WELL 6" SS DIRECT MNT |  |  |  |  | 1 | 119.7 | 119.7
TE-6300W-102 | T-WELL 6" SS DIRECT MNT |  |  |  |  | 1 | 119.7 | 119.7
TE-6300W-102 | T-WELL 6" SS DIRECT MNT |  |  |  |  | 1 | 119.7 | 119.7
TE-6300W-102 | T-WELL 6" SS DIRECT MNT |  |  |  |  | 1 | 119.7 | 119.7
TE-6328P-1 | SENSOR,T-PT-EQV,20FT AVG,1K |  |  |  |  | 1 | 440.43 | 440.43
TE-6328P-1 | SENSOR,T-PT-EQV,20FT AVG,1K |  |  |  |  | 1 | 440.43 | 440.43
TE-6351M-1 | DUCT PROBE SENSOR 8 IN |  |  |  |  | 1 | 35.1 | 35.1
TE-6351M-1 | DUCT PROBE SENSOR 8 IN |  |  |  |  | 1 | 35.1 | 35.1
TE-6351M-1 | DUCT PROBE SENSOR 8 IN |  |  |  |  | 1 | 35.1 | 35.1
TE-635AM-2 | WELL TEMP SEN 6" 1K PT |  |  |  |  | 1 | 38.28 | 38.28
TE-635AM-2 | WELL TEMP SEN 6" 1K PT |  |  |  |  | 1 | 38.28 | 38.28
TE-635AM-2 | WELL TEMP SEN 6" 1K PT |  |  |  |  | 1 | 38.28 | 38.28
TE-635AM-2 | WELL TEMP SEN 6" 1K PT |  |  |  |  | 1 | 38.28 | 38.28
PIC Valve (CHW) | 2" 2W BALL VALVE 29.2CV |  |  |  |  | 1 | 1945 |  | 1945
VG1241FR+938GGC | 2" 2W BALL VALVE 29.2CV |  |  |  |  | 1 | 1007.71 | 1007.71
VOPEN-048X048 | [5 empty] | 1 | 834.29 | 834.29
VOPEN-048X048 | [5 empty] | 1 | 834.29 | 834.29
VOPEN-048X048 | [5 empty] | 1 | 834.29 | 834.29
Y65G13-0 | TRANSFORMER UL CLASS 2 |  |  |  |  | 1 | 61.79 | 61.79
FSS-1420-1 | TPI Infrared Electric Heater for AHU |  |  |  |  | 1 | 456.5 | 0 | 456.5
|  |  |  | JCI Material Subtotal |  |  | 12292.1998
[7 empty] | Vendor Material Subtotal | 3608.9
JOHNSON CONTROLS MATERIAL
JCI Material List Price --------------------------------------------------------------- |  |  |  |  | 12292.1998
Less Discount at --------------------------------------------------------------------- |  |  |  | 57.25% | 7037.2844
NET JCI Material ---------------------------------------------------------------------- |  |  |  |  | 5254.9154
Escalation at --------------------------------------------------------------------------- |  |  |  | 0% | 0
SUB-TOTAL |  |  |  |  | 5254.9154
Material Usage Tax at -------------------------------------------------------------- |  |  |  | 8% | 420.3932
Freight / Delivery at ------------------------------------------------------------------ |  |  |  | 6% | 315.2949
Labor Warranty at -------------------------------------------------------------------- |  |  |  | 4.5% | 236.4712
TOTAL JCI MATERIAL PRICE |  |  |  |  | 6227.0748
VENDOR MATERIAL
Vendor (NON-JCI) Material Cost ------------------------------------------------ |  |  |  |  | 3608.9
Escalation at --------------------------------------------------------------------------- |  |  |  | 0% | 0
SUB-TOTAL |  |  |  |  | 3608.9
Material Tax at ------------------------------------------------------------------------ |  |  |  | 8% | 288.712
Freight / Delivery at ------------------------------------------------------------------ |  |  |  | 6% | 216.534
Warranty at ----------------------------------------------------------------------------- |  |  |  | 4.5% | 162.4005
TOTAL VENDOR MATERIAL PRICE |  |  |  |  | 4276.5465
SUBCONTRACTORS
Installation Subcontract |  |  |  |  | 3000
TOTAL SUBCONTRACTORS COST |  |  |  |  | 3000
PROJECT LABOR
POSITION |  | RATE | HOURS | COST
Project Manager |  | 130 | 6 | 780
CxA Assistance |  | 106 | 6 | 636
Hardware Engineer |  | 106 | 8 | 848
Software Engineering |  | 106 | 6 | 636
Graphics Programming |  | 106 | 4 | 424
Verification and Commissioning Technician |  | 90 | 32 | 2880
JCI Electrical Installation |  | 76 | 0 | 0
Training |  | 106 | 0 | 0
TOTAL LABOR COST |  |  | 62 | 6204
Project Labor
Project Labor |  | 6204
Travel Expenses |  | 600
SUB-TOTAL |  | 6804
Corporate overhead at | 0% | 0 | [7 empty] | 100%
Profit at | 0% | 0 | [7 empty] | 100%
SUB-TOTAL |  | 6804
Project Vendor Material
VENDOR MATERIAL |  | 4276.5465
Corporate overhead at | 10% | 475.1718 | [7 empty] | 90%
Profit at | 10% | 527.9687 | [7 empty] | 90%
SUB-TOTAL |  | 5279.687
Subcontract Labor
SUBCONTRACTS |  | 3000
Corporate overhead at | 10% | 333.3333 | [7 empty] | 90%
Profit at | 10% | 370.3704 | [7 empty] | 90%
SUB-TOTAL |  | 3703.7037
Total Project
JCI Material |  | 6227.0748
Project Labor |  | 6804
Project Vendor Material |  | 5279.687
Subcontractors |  | 3703.7037
SUB-TOTAL |  | 22014.4655
Risk / Contingency at | 0% | 0
PROJECT TOTAL |  | 22014.4655

## CHW ENTRANCE
Part Number | Description |  |  |  |  | QTY | Unit Price | JCI Material | Vendor Material
CHWS- BLDG ENTRANCE | Chilled Water Entrance without Chilled Beams |  |  |  |  | 1
7ME3500 | SITRANS FUE1010 ENERGY FLOW METER 12" |  |  |  |  | 1 | 9519 |  | 9519
CSD-SA1E0-1 | SLD/ADJ LED 1A W/O RELAY |  |  |  |  | 2 | 85.37 | 170.74
DPT2090C-250G | PRESS SENS,GAGE,250 PSI,VDC,0.25%,COND |  |  |  |  | 2 | 376 |  | 752
DPT2301-050D-V | PRESS SENS,DP,0-50 PSI,MA,0.25%,3-VLV |  |  |  |  | 1 | 1309.48 |  | 1309.48
Enclosure | Hubbell Enclosure |  |  |  |  | 1 | 2957 |  | 2957
FS105 | NETGEAR - 5 PORT ETHERNET NETWORK SWITCH |  |  |  |  | 1 | 45 |  | 45
MS-DIS1710-0 | RMT DISPLAY FOR NCE, FEC |  |  |  |  | 1 | 413.16 | 413.16
MS-NCE2560-0 | NCE, 33 POINTS, MSTP |  |  |  |  | 1 | 3593.55 | 3593.55
PAN-ENC2436WDP4 | 24X36X9.25 ENC+NCE DR+PNL |  |  |  |  | 1 | 957.22 | 957.22
PAN-PWRSP | PANEL POWER SUPPLY 96VA |  |  |  |  | 1 | 247.12 | 247.12
PSH850-UPS-STAT | BOARD W/ 850VA UPS WITH STATUS CONTACTS |  |  |  |  | 1 | 333.97 |  | 333.97
RECORDER | DATALOGGER |  |  |  |  | 1 | 6425 |  | 6425
RIB2401C | SPDT,10A,HC=24 VAC/DC,W/LED |  |  |  |  | 2 | 26.48 |  | 52.96
S50A120V1PN | Advanced Protection Technologies, Inc. |  |  |  |  | 1 | 100 |  | 100
TB-NCE2560 | MS-NCE2560-0 TERMINAL BLOCK ASSEMBLY |  |  |  |  | 1 | 100 |  | 100
TE-6300W-101 | T-WELL 6" BRASS DIR MNT |  |  |  |  | 1 | 40.13 | 40.13
TE-6300W-101 | T-WELL 6" BRASS DIR MNT |  |  |  |  | 1 | 40.13 | 40.13
TE-635AM-2 | WELL TEMP SEN 6" 1K PT |  |  |  |  | 1 | 35.06 | 35.06
TE-635AM-2 | WELL TEMP SEN 6" 1K PT |  |  |  |  | 1 | 35.06 | 35.06
VFC-080HB-705N4 | BUILDING PUMP BYPASS VALVE |  |  |  |  | 1 | 6592.3599 | 6592.3599
|  |  |  | JCI Material Subtotal |  |  | 12124.5299
[7 empty] | Vendor Material Subtotal | 21594.41
JOHNSON CONTROLS MATERIAL
JCI Material List Price --------------------------------------------------------------- |  |  |  |  | 12124.5299
Less Discount at --------------------------------------------------------------------- |  |  |  | 57.25% | 6941.2934
NET JCI Material ---------------------------------------------------------------------- |  |  |  |  | 5183.2365
Escalation at --------------------------------------------------------------------------- |  |  |  | 0% | 0
SUB-TOTAL |  |  |  |  | 5183.2365
Material Usage Tax at -------------------------------------------------------------- |  |  |  | 8% | 414.6589
Freight / Delivery at ------------------------------------------------------------------ |  |  |  | 6% | 310.9942
Labor Warranty at -------------------------------------------------------------------- |  |  |  | 4.5% | 233.2456
TOTAL JCI MATERIAL PRICE |  |  |  |  | 6142.1353
VENDOR MATERIAL
Vendor (NON-JCI) Material Cost ------------------------------------------------ |  |  |  |  | 21594.41
Escalation at --------------------------------------------------------------------------- |  |  |  | 0% | 0
SUB-TOTAL |  |  |  |  | 21594.41
Material Tax at ------------------------------------------------------------------------ |  |  |  | 8% | 1727.5528
Freight / Delivery at ------------------------------------------------------------------ |  |  |  | 6% | 1295.6646
Warranty at ----------------------------------------------------------------------------- |  |  |  | 4.5% | 971.7484
TOTAL VENDOR MATERIAL PRICE |  |  |  |  | 25589.3758
SUBCONTRACTORS
Installation Subcontract |  |  |  |  | 3500
Subcontract for Configuration, Programming and Documentation (PS, LLC) |  |  |  |  | 2983
TOTAL SUBCONTRACTORS COST |  |  |  |  | 6483
PROJECT LABOR
POSITION |  | RATE | HOURS | COST
Project Manager |  | 130 | 16 | 2080
CxA Assistance |  | 106 | 4 | 424
Hardware Engineer |  | 106 | 10 | 1060
Software Engineering |  | 106 | 8 | 848
Graphics Programming |  | 106 | 4 | 424
Verification and Commissioning Technician |  | 90 | 56 | 5040
JCI Electrical Installation |  | 76 | 0 | 0
Training |  | 106 | 0 | 0
TOTAL LABOR COST |  |  | 98 | 9876
Project Labor
Project Labor |  | 9876
Travel Expenses |  | 900
SUB-TOTAL |  | 10776
Corporate overhead at | 0% | 0 | [7 empty] | 100%
Profit at | 0% | 0 | [7 empty] | 100%
SUB-TOTAL |  | 10776
Project Vendor Material
VENDOR MATERIAL |  | 25589.3758
Corporate overhead at | 10% | 2843.264 | [7 empty] | 90%
Profit at | 10% | 3159.1822 | [7 empty] | 90%
SUB-TOTAL |  | 31591.822
Subcontract Labor
SUBCONTRACTS |  | 6483
Corporate overhead at | 10% | 720.3333 | [7 empty] | 90%
Profit at | 10% | 800.3704 | [7 empty] | 90%
SUB-TOTAL |  | 8003.7037
Total Project
JCI Material |  | 6142.1353
Project Labor |  | 10776
Project Vendor Material |  | 31591.822
Subcontractors |  | 8003.7037
SUB-TOTAL |  | 56513.661
Risk / Contingency at | 0% | 0
PROJECT TOTAL |  | 56513.661

## CHW ENTRANCE- BEAMS
Part Number | Description |  |  |  |  | QTY | Unit Price | JCI Material | Vendor Material
CHWS- BLDG ENTRANCE | Chilled Water Entrance with Chilled Beams |  |  |  |  | 1
7ME3500 | SITRANS FUE1010 ENERGY FLOW METER 12" |  |  |  |  | 2 | 9519 |  | 19038
CSD-SA1E0-1 | SLD/ADJ LED 1A W/O RELAY |  |  |  |  | 4 | 85.37 | 341.48
DPT2090C-250G | PRESS SENS,GAGE,250 PSI,VDC,0.25%,COND |  |  |  |  | 2 | 376 |  | 752
DPT2301-050D-V | PRESS SENS,DP,0-50 PSI,MA,0.25%,3-VLV |  |  |  |  | 2 | 1309.48 |  | 2618.96
Enclosure | Hubbell Enclosure |  |  |  |  | 1 | 2957 |  | 2957
FS105 | NETGEAR - 5 PORT ETHERNET NETWORK SWITCH |  |  |  |  | 1 | 45 |  | 45
MS-DIS1710-0 | RMT DISPLAY FOR NCE, FEC |  |  |  |  | 1 | 413.16 | 413.16
MS-NCE2560-0 | NCE, 33 POINTS, MSTP |  |  |  |  | 1 | 3593.55 | 3593.55
PAN-ENC2436WDP4 | 24X36X9.25 ENC+NCE DR+PNL |  |  |  |  | 1 | 957.22 | 957.22
PAN-PWRSP | PANEL POWER SUPPLY 96VA |  |  |  |  | 1 | 247.12 | 247.12
PSH850-UPS-STAT | BOARD W/ 850VA UPS WITH STATUS CONTACTS |  |  |  |  | 1 | 333.97 |  | 333.97
RECORDER | DATALOGGER |  |  |  |  | 1 | 6425 |  | 6425
RIB2401C | SPDT,10A,HC=24 VAC/DC,W/LED |  |  |  |  | 4 | 26.48 |  | 105.92
S50A120V1PN | Advanced Protection Technologies, Inc. |  |  |  |  | 1 | 100 |  | 100
TB-NCE2560 | MS-NCE2560-0 TERMINAL BLOCK ASSEMBLY |  |  |  |  | 1 | 100 |  | 100
TE-6300W-101 | T-WELL 6" BRASS DIR MNT |  |  |  |  | 2 | 40.13 | 80.26
TE-6300W-101 | T-WELL 6" BRASS DIR MNT |  |  |  |  | 2 | 40.13 | 80.26
TE-635AM-2 | WELL TEMP SEN 6" 1K PT |  |  |  |  | 2 | 35.06 | 70.12
TE-635AM-2 | WELL TEMP SEN 6" 1K PT |  |  |  |  | 2 | 35.06 | 70.12
VFC-080HB-705N4 | BUILDING PUMP BYPASS VALVE |  |  |  |  | 1 | 6592.3599 | 6592.3599
VG12A5GU+924GGC | HTX Valve 1 |  |  |  |  | 1 | 1903.01 | 1903.01
VG1241ES+908GGC | HTX Valve 2 |  |  |  |  | 1 | 565 | 565
|  |  |  | JCI Material Subtotal |  |  | 14913.6599
[7 empty] | Vendor Material Subtotal | 32475.85
JOHNSON CONTROLS MATERIAL
JCI Material List Price --------------------------------------------------------------- |  |  |  |  | 14913.6599
Less Discount at --------------------------------------------------------------------- |  |  |  | 57.25% | 8538.0703
NET JCI Material ---------------------------------------------------------------------- |  |  |  |  | 6375.5896
Escalation at --------------------------------------------------------------------------- |  |  |  | 0% | 0
SUB-TOTAL |  |  |  |  | 6375.5896
Material Usage Tax at -------------------------------------------------------------- |  |  |  | 8% | 510.0472
Freight / Delivery at ------------------------------------------------------------------ |  |  |  | 6% | 382.5354
Labor Warranty at -------------------------------------------------------------------- |  |  |  | 4.5% | 286.9015
TOTAL JCI MATERIAL PRICE |  |  |  |  | 7555.0737
VENDOR MATERIAL
Vendor (NON-JCI) Material Cost ------------------------------------------------ |  |  |  |  | 32475.85
Escalation at --------------------------------------------------------------------------- |  |  |  | 0% | 0
SUB-TOTAL |  |  |  |  | 32475.85
Material Tax at ------------------------------------------------------------------------ |  |  |  | 8% | 2598.068
Freight / Delivery at ------------------------------------------------------------------ |  |  |  | 6% | 1948.551
Warranty at ----------------------------------------------------------------------------- |  |  |  | 4.5% | 1461.4133
TOTAL VENDOR MATERIAL PRICE |  |  |  |  | 38483.8823
SUBCONTRACTORS
Installation Subcontract |  |  |  |  | 4650
Subcontract for Configuration, Programming and Documentation (PS, LLC) |  |  |  |  | 2983
TOTAL SUBCONTRACTORS COST |  |  |  |  | 7633
PROJECT LABOR
POSITION |  | RATE | HOURS | COST
Project Manager |  | 130 | 16 | 2080
CxA Assistance |  | 106 | 6 | 636
Hardware Engineer |  | 106 | 12 | 1272
Software Engineering |  | 106 | 10 | 1060
Graphics Programming |  | 106 | 6 | 636
Verification and Commissioning Technician |  | 90 | 60 | 5400
JCI Electrical Installation |  | 76 | 0 | 0
Training |  | 106 | 0 | 0
TOTAL LABOR COST |  |  | 110 | 11084
Project Labor
Project Labor |  | 11084
Travel Expenses |  | 1050
SUB-TOTAL |  | 12134
Corporate overhead at | 0% | 0 | [7 empty] | 100%
Profit at | 0% | 0 | [7 empty] | 100%
SUB-TOTAL |  | 12134
Project Vendor Material
VENDOR MATERIAL |  | 38483.8823
Corporate overhead at | 10% | 4275.9869 | [7 empty] | 90%
Profit at | 10% | 4751.0966 | [7 empty] | 90%
SUB-TOTAL |  | 47510.9657
Subcontract Labor
SUBCONTRACTS |  | 7633
Corporate overhead at | 10% | 848.1111 | [7 empty] | 90%
Profit at | 10% | 942.3457 | [7 empty] | 90%
SUB-TOTAL |  | 9423.4568
Total Project
JCI Material |  | 7555.0737
Project Labor |  | 12134
Project Vendor Material |  | 47510.9657
Subcontractors |  | 9423.4568
SUB-TOTAL |  | 76623.4962
Risk / Contingency at | 0% | 0
PROJECT TOTAL |  | 76623.4962

## Chiller
Part Number | Description |  |  |  |  | QTY | Unit Price | JCI Material | Vendor Material
Chiller | Central Cooling Plants.Central Cooling |  |  |  |  | 1
7ME3500 | SITRANS FUE1010 ENERGY FLOW METER 12" |  |  |  |  | 1 | 9593 |  | 9593
DX2010-3-4 | YOKOGAWA DAQSTATION RECORDER |  |  |  |  | 1 | 6425 |  | 6425
HSQ24 | HUBBELL QUADCAB ENCLOSURE |  |  |  |  | 1 | 2957 |  | 2957
CSD-CA1G0-1 | SPLT/ADJ LED 1.25A W/O RY |  |  |  |  | 1 | 110.64 | 110.64
CSD-CA1G1-1 | SPLT/ADJ LED 1.25A W/RLY |  |  |  |  | 2 | 176.86 | 353.72
CSD-CA1G1-1 | SPLT/ADJ LED 1.25A W/RLY |  |  |  |  | 2 | 176.86 | 353.72
CSD-CA1G1-1 | SPLT/ADJ LED 1.25A W/RLY |  |  |  |  | 2 | 176.86 | 353.72
DPT2302-050D | PRESS SENS,DP,0-50 PSI,VDC,0.25% |  |  |  |  | 1 | 327.37 |  | 327.37
F261MAH-V01C | LIQUID FLOW SWITCH |  |  |  |  | 1 | 307.06 | 307.06
HE-68P3-0N000 | OA RH TEMP TRNSMTR 0-10V |  |  |  |  | 1 | 1337.97 | 1337.97
MS-DIS1710-0 | RMT DISPLAY FOR NCE, FEC |  |  |  |  | 1 | 434.06 | 434.06
MS-IOM3711-0 | MS-IOM3711-0,FINAL |  |  |  |  | 1 | 690.07 | 690.07
MS-NCE2560-0 | NCE, 33 POINTS, MSTP |  |  |  |  | 1 | 3922 | 3922
PAN-ENC2436WDP4 | 24X36X9.25 ENC+NCE DR+PNL |  |  |  |  | 1 | 966.79 | 966.79
PAN-PWRSP | PANEL POWER SUPPLY 96VA |  |  |  |  | 2 | 249.59 | 499.18
PSH550-UPS | ENCLOSED UPS INTERFACE |  |  |  |  | 1 | 167.29 |  | 167.29
RH2B-ULAC24V | DPDT,10A,HC=24 VAC,W/LED |  |  |  |  | 1 | 3.52 |  | 3.52
RIBU1C | SPDT,10A,HC=10-30 VAC/DC,W/LED |  |  |  |  | 1 | 7.63 |  | 7.63
RIBU1C | SPDT,10A,HC=10-30 VAC/DC,W/LED |  |  |  |  | 1 | 7.63 |  | 7.63
RIBU1C | SPDT,10A,HC=10-30 VAC/DC,W/LED |  |  |  |  | 1 | 7.63 |  | 7.63
RIBU1C | SPDT,10A,HC=10-30 VAC/DC,W/LED |  |  |  |  | 1 | 7.63 |  | 7.63
RIBU1C | SPDT,10A,HC=10-30 VAC/DC,W/LED |  |  |  |  | 1 | 7.63 |  | 7.63
SH2B-05 | DPDT RELAY BASE FOR RH2B |  |  |  |  | 1 | 1.94 |  | 1.94
TE-6300W-102 | T-WELL 6" SS DIRECT MNT |  |  |  |  | 1 | 119.7 | 119.7
TE-6300W-102 | T-WELL 6" SS DIRECT MNT |  |  |  |  | 1 | 119.7 | 119.7
TE-6300W-102 | T-WELL 6" SS DIRECT MNT |  |  |  |  | 1 | 119.7 | 119.7
TE-6353P-1 | OUTDOOR AIR 3 IN. 1K PT |  |  |  |  | 1 | 105.86 | 105.86
TE-635AM-2 | WELL TEMP SEN 6" 1K PT |  |  |  |  | 1 | 38.28 | 38.28
TE-635AM-2 | WELL TEMP SEN 6" 1K PT |  |  |  |  | 1 | 38.28 | 38.28
TE-635AM-2 | WELL TEMP SEN 6" 1K PT |  |  |  |  | 1 | 38.28 | 38.28
VFC-050HB-722D | 2-WAY 5 IN ANSI125/150 |  |  |  |  | 1 | 3501.8 | 3501.8
VFC-060HB-722D | 2-WAY 5 IN ANSI125/150 |  |  |  |  | 1 | 3717.1599 | 3717.1599
VFC-060HB-722D | 2-WAY 5 IN ANSI125/150 |  |  |  |  | 1 | 3717.1599 | 3717.1599
VFD-060HB-704N | 6 IN, 3-WAY BTFLY VLV,PROPORTIONAL |  |  |  |  | 1 | 7989.3999 | 7989.3999
VS075210B-S0000 | VSD II 25HP/18.5KW, 200V |  |  |  |  | 0 | 4656.96 | 0
|  |  |  | JCI Material Subtotal |  |  | 28834.2497
[7 empty] | Vendor Material Subtotal | 19513.27
JOHNSON CONTROLS MATERIAL
JCI Material List Price --------------------------------------------------------------- |  |  |  |  | 28834.2497
Less Discount at --------------------------------------------------------------------- |  |  |  | 57.25% | 16507.608
NET JCI Material ---------------------------------------------------------------------- |  |  |  |  | 12326.6418
Escalation at --------------------------------------------------------------------------- |  |  |  | 0% | 0
SUB-TOTAL |  |  |  |  | 12326.6418
Material Usage Tax at -------------------------------------------------------------- |  |  |  | 8% | 986.1313
Freight / Delivery at ------------------------------------------------------------------ |  |  |  | 6% | 739.5985
Labor Warranty at -------------------------------------------------------------------- |  |  |  | 4.5% | 554.6989
TOTAL JCI MATERIAL PRICE |  |  |  |  | 14607.0705
VENDOR MATERIAL
Vendor (NON-JCI) Material Cost ------------------------------------------------ |  |  |  |  | 19513.27
Escalation at --------------------------------------------------------------------------- |  |  |  | 0% | 0
SUB-TOTAL |  |  |  |  | 19513.27
Material Tax at ------------------------------------------------------------------------ |  |  |  | 8% | 1561.0616
Freight / Delivery at ------------------------------------------------------------------ |  |  |  | 6% | 1170.7962
Warranty at ----------------------------------------------------------------------------- |  |  |  | 4.5% | 878.0972
TOTAL VENDOR MATERIAL PRICE |  |  |  |  | 23123.2249
SUBCONTRACTORS
Installation Subcontract |  |  |  |  | 6975
Subcontract for Configuration, Programming and Documentation (PS, LLC) |  |  |  |  | 2983
TOTAL SUBCONTRACTORS COST |  |  |  |  | 9958
PROJECT LABOR
POSITION |  | RATE | HOURS | COST
Project Manager |  | 130 | 24 | 3120
CxA Assistance |  | 106 | 16 | 1696
Hardware Engineer |  | 106 | 24 | 2544
Software Engineering |  | 106 | 16 | 1696
Graphics Programming |  | 106 | 8 | 848
Verification and Commissioning Technician |  | 90 | 48 | 4320
JCI Electrical Installation |  | 76 | 0 | 0
Training |  | 106 | 0 | 0
TOTAL LABOR COST |  |  | 136 | 14224
Project Labor
Project Labor |  | 14224
Travel Expenses |  | 1275
SUB-TOTAL |  | 15499
Corporate overhead at | 0% | 0 | [7 empty] | 100%
Profit at | 0% | 0 | [7 empty] | 100%
SUB-TOTAL |  | 15499
Project Vendor Material
VENDOR MATERIAL |  | 23123.2249
Corporate overhead at | 10% | 2569.2472 | [7 empty] | 90%
Profit at | 10% | 2854.7191 | [7 empty] | 90%
SUB-TOTAL |  | 28547.1913
Subcontract Labor
SUBCONTRACTS |  | 9958
Corporate overhead at | 10% | 1106.4444 | [7 empty] | 90%
Profit at | 10% | 1229.3827 | [7 empty] | 90%
SUB-TOTAL |  | 12293.8272
Total Project
JCI Material |  | 14607.0705
Project Labor |  | 15499
Project Vendor Material |  | 28547.1913
Subcontractors |  | 12293.8272
SUB-TOTAL |  | 70947.0889
Risk / Contingency at | 0% | 0
PROJECT TOTAL |  | 70947.0889

## HTX
Part Number | Description |  |  |  |  | QTY | Unit Price | JCI Material | Vendor Material
HTX | Central Heating |  |  |  |  | 1
CSD-CA1G1-1 | SPLT/ADJ LED 1.25A W/RLY |  |  |  |  | 2 | 176.86 | 353.72
CSD-CA1G1-1 | SPLT/ADJ LED 1.25A W/RLY |  |  |  |  | 2 | 176.86 | 353.72
DPT2302-050D | PRESS SENS,DP,0-50 PSI,VDC,0.25% |  |  |  |  | 1 | 327.37 |  | 327.37
MS-DIS1710-0 | RMT DISPLAY FOR NCE, FEC |  |  |  |  | 1 | 434.06 | 434.06
PAN-ENC2024WDF4 | 20X24X9.25 ENC+NCE DOOR |  |  |  |  | 1 | 579.3 | 579.3
PSH550-UPS | ENCLOSED UPS INTERFACE |  |  |  |  | 1 | 167.29 |  | 167.29
SAKG00002A00 | FEC2611,20X24 |  |  |  |  | 1 | 1516.3 | 1516.3
TE-6300W-102 | T-WELL 6" SS DIRECT MNT |  |  |  |  | 1 | 119.7 | 119.7
TE-6300W-102 | T-WELL 6" SS DIRECT MNT |  |  |  |  | 1 | 119.7 | 119.7
TE-6300W-102 | T-WELL 6" SS DIRECT MNT |  |  |  |  | 1 | 119.7 | 119.7
TE-635AM-2 | WELL TEMP SEN 6" 1K PT |  |  |  |  | 1 | 38.28 | 38.28
TE-635AM-2 | WELL TEMP SEN 6" 1K PT |  |  |  |  | 1 | 38.28 | 38.28
TE-635AM-2 | WELL TEMP SEN 6" 1K PT |  |  |  |  | 1 | 38.28 | 38.28
VG1245DNH958GGC | 1-1/4" 2W BALL VAL 11.7CV |  |  |  |  | 1 | 742.36 | 742.36
VG1245FRH958GGC | 2" 2W BALL VALVE 29.2CV |  |  |  |  | 1 | 1140.38 | 1140.38
|  |  |  | JCI Material Subtotal |  |  | 5593.78
[7 empty] | Vendor Material Subtotal | 494.66
JOHNSON CONTROLS MATERIAL
JCI Material List Price --------------------------------------------------------------- |  |  |  |  | 5593.78
Less Discount at --------------------------------------------------------------------- |  |  |  | 57.25% | 3202.4391
NET JCI Material ---------------------------------------------------------------------- |  |  |  |  | 2391.341
Escalation at --------------------------------------------------------------------------- |  |  |  | 0% | 0
SUB-TOTAL |  |  |  |  | 2391.341
Material Usage Tax at -------------------------------------------------------------- |  |  |  | 8% | 191.3073
Freight / Delivery at ------------------------------------------------------------------ |  |  |  | 6% | 143.4805
Labor Warranty at -------------------------------------------------------------------- |  |  |  | 4.5% | 107.6103
TOTAL JCI MATERIAL PRICE |  |  |  |  | 2833.739
VENDOR MATERIAL
Vendor (NON-JCI) Material Cost ------------------------------------------------ |  |  |  |  | 494.66
Escalation at --------------------------------------------------------------------------- |  |  |  | 0% | 0
SUB-TOTAL |  |  |  |  | 494.66
Material Tax at ------------------------------------------------------------------------ |  |  |  | 8% | 39.5728
Freight / Delivery at ------------------------------------------------------------------ |  |  |  | 6% | 29.6796
Warranty at ----------------------------------------------------------------------------- |  |  |  | 4.5% | 22.2597
TOTAL VENDOR MATERIAL PRICE |  |  |  |  | 586.1721
SUBCONTRACTORS
Installation Subcontract |  |  |  |  | 2500
TOTAL SUBCONTRACTORS COST |  |  |  |  | 2500
PROJECT LABOR
POSITION |  | RATE | HOURS | COST
Project Manager |  | 130 | 12 | 1560
CxA Assistance |  | 106 | 4 | 424
Hardware Engineer |  | 106 | 10 | 1060
Software Engineering |  | 106 | 4 | 424
Graphics Programming |  | 106 | 4 | 424
Verification and Commissioning Technician |  | 90 | 36 | 3240
JCI Electrical Installation |  | 76 | 0 | 0
Training |  | 106 | 0 | 0
TOTAL LABOR COST |  |  | 70 | 7132
Project Labor
Project Labor |  | 7132
Travel Expenses |  | 675
SUB-TOTAL |  | 7807
Corporate overhead at | 0% | 0 | [7 empty] | 100%
Profit at | 0% | 0 | [7 empty] | 100%
SUB-TOTAL |  | 7807
Project Vendor Material
VENDOR MATERIAL |  | 586.1721
Corporate overhead at | 10% | 65.1302 | [7 empty] | 90%
Profit at | 10% | 72.3669 | [7 empty] | 90%
SUB-TOTAL |  | 723.6693
Subcontract Labor
SUBCONTRACTS |  | 2500
Corporate overhead at | 10% | 277.7778 | [7 empty] | 90%
Profit at | 10% | 308.642 | [7 empty] | 90%
SUB-TOTAL |  | 3086.4198
Total Project
JCI Material |  | 2833.739
Project Labor |  | 7807
Project Vendor Material |  | 723.6693
Subcontractors |  | 3086.4198
SUB-TOTAL |  | 14450.828
Risk / Contingency at | 0% | 0
PROJECT TOTAL |  | 14450.828

## HWS (Boilers)
Part Number | Description |  |  |  |  | QTY | Unit Price | JCI Material | Vendor Material
HWS (Boilers) | Central Heating |  |  |  |  | 1
BVA-5 | 5 VALVE, BYPASS VALVE ASSEMBLY |  |  |  |  | 1 | 230.19 |  | 230.19
CSD-CA1G1-1 | SPLT/ADJ LED 1.25A W/RLY |  |  |  |  | 2 | 176.86 | 353.72
DPT2302-050D | PRESS SENS,DP,0-50 PSI,VDC,0.25% |  |  |  |  | 1 | 327.37 |  | 327.37
MS-DIS1710-0 | RMT DISPLAY FOR NCE, FEC |  |  |  |  | 1 | 434.06 | 434.06
PAN-ENC2024WDF4 | 20X24X9.25 ENC+NCE DOOR |  |  |  |  | 1 | 579.3 | 579.3
PSH550-UPS | ENCLOSED UPS INTERFACE |  |  |  |  | 1 | 167.29 |  | 167.29
RIBU1C | SPDT,10A,HC=10-30 VAC/DC,W/LED |  |  |  |  | 2 | 7.63 |  | 15.26
SAKGJJ002A00 | FEC2611/IOM4711,20X24 |  |  |  |  | 1 | 2376.1499 | 2376.1499
TE-6300W-102 | T-WELL 6" SS DIRECT MNT |  |  |  |  | 2 | 119.7 | 239.4
TE-6300W-102 | T-WELL 6" SS DIRECT MNT |  |  |  |  | 1 | 119.7 | 119.7
TE-635AM-2 | WELL TEMP SEN 6" 1K PT |  |  |  |  | 2 | 38.28 | 76.56
TE-635AM-2 | WELL TEMP SEN 6" 1K PT |  |  |  |  | 1 | 38.28 | 38.28
VFC-040HB-702N | 4 IN, 2-WAY BTFLY VLV,PROPORTIONAL |  |  |  |  | 0 | 4302.7202 | 0
VG2831VM+916GGA | 4", 3W,GLOBE,NSR,PROPORTIONAL |  |  |  |  | 1 | 3750.72 | 3750.72
VS075210B-S0000 | VSD II 25HP/18.5KW, 200V |  |  |  |  | 0 | 4656.96 | 0
|  |  |  | JCI Material Subtotal |  |  | 7967.8898
[7 empty] | Vendor Material Subtotal | 740.11
JOHNSON CONTROLS MATERIAL
JCI Material List Price --------------------------------------------------------------- |  |  |  |  | 7967.8898
Less Discount at --------------------------------------------------------------------- |  |  |  | 57.25% | 4561.6169
NET JCI Material ---------------------------------------------------------------------- |  |  |  |  | 3406.2729
Escalation at --------------------------------------------------------------------------- |  |  |  | 0% | 0
SUB-TOTAL |  |  |  |  | 3406.2729
Material Usage Tax at -------------------------------------------------------------- |  |  |  | 8% | 272.5018
Freight / Delivery at ------------------------------------------------------------------ |  |  |  | 6% | 204.3764
Labor Warranty at -------------------------------------------------------------------- |  |  |  | 4.5% | 153.2823
TOTAL JCI MATERIAL PRICE |  |  |  |  | 4036.4334
VENDOR MATERIAL
Vendor (NON-JCI) Material Cost ------------------------------------------------ |  |  |  |  | 740.11
Escalation at --------------------------------------------------------------------------- |  |  |  | 0% | 0
SUB-TOTAL |  |  |  |  | 740.11
Material Tax at ------------------------------------------------------------------------ |  |  |  | 8% | 59.2088
Freight / Delivery at ------------------------------------------------------------------ |  |  |  | 6% | 44.4066
Warranty at ----------------------------------------------------------------------------- |  |  |  | 4.5% | 33.3049
TOTAL VENDOR MATERIAL PRICE |  |  |  |  | 877.0303
SUBCONTRACTORS
Installation Subcontract |  |  |  |  | 4000
TOTAL SUBCONTRACTORS COST |  |  |  |  | 4000
PROJECT LABOR
POSITION |  | RATE | HOURS | COST
Project Manager |  | 130 | 12 | 1560
CxA Assistance |  | 106 | 8 | 848
Hardware Engineer |  | 106 | 12 | 1272
Software Engineering |  | 106 | 6 | 636
Graphics Programming |  | 106 | 4 | 424
Verification and Commissioning Technician |  | 90 | 40 | 3600
JCI Electrical Installation |  | 76 | 0 | 0
Training |  | 106 | 0 | 0
TOTAL LABOR COST |  |  | 82 | 8340
Project Labor
Project Labor |  | 8340
Travel Expenses |  | 750
SUB-TOTAL |  | 9090
Corporate overhead at | 0% | 0 | [7 empty] | 100%
Profit at | 0% | 0 | [7 empty] | 100%
SUB-TOTAL |  | 9090
Project Vendor Material
VENDOR MATERIAL |  | 877.0303
Corporate overhead at | 10% | 97.4478 | [7 empty] | 90%
Profit at | 10% | 108.2754 | [7 empty] | 90%
SUB-TOTAL |  | 1082.7535
Subcontract Labor
SUBCONTRACTS |  | 4000
Corporate overhead at | 10% | 444.4444 | [7 empty] | 90%
Profit at | 10% | 493.8272 | [7 empty] | 90%
SUB-TOTAL |  | 4938.2716
Total Project
JCI Material |  | 4036.4334
Project Labor |  | 9090
Project Vendor Material |  | 1082.7535
Subcontractors |  | 4938.2716
SUB-TOTAL |  | 19147.4585
Risk / Contingency at | 0% | 0
PROJECT TOTAL |  | 19147.4585

## VAV (Cooling)
Part Number | Description |  |  |  |  | QTY | Unit Price | JCI Material | Vendor Material
VAV (Cooling) | VAV.Single Duct |  |  |  |  | 1
MS-VMA1615-0 | VMA 3 UI & 2BO |  |  |  |  | 1 | 589.47 | 589.47
MS-ZFR1811-0 | WIRELSS FIELDBUS ROUTER |  |  |  |  | 1 | 246.87 | 246.87
WRZ-TTS0000-0 | SENSOR, WIRELSS, DEG F/C |  |  |  |  | 1 | 268.34 | 268.34
Y65T42-0 | TRANSFORMER UR CLASS 2 |  |  |  |  | 1 | 74.4 | 74.4
|  |  |  | JCI Material Subtotal |  |  | 1179.08
[7 empty] | Vendor Material Subtotal | 0
JOHNSON CONTROLS MATERIAL
JCI Material List Price --------------------------------------------------------------- |  |  |  |  | 1179.08
Less Discount at --------------------------------------------------------------------- |  |  |  | 57.25% | 675.0233
NET JCI Material ---------------------------------------------------------------------- |  |  |  |  | 504.0567
Escalation at --------------------------------------------------------------------------- |  |  |  | 0% | 0
SUB-TOTAL |  |  |  |  | 504.0567
Material Usage Tax at -------------------------------------------------------------- |  |  |  | 8% | 40.3245
Freight / Delivery at ------------------------------------------------------------------ |  |  |  | 6% | 30.2434
Labor Warranty at -------------------------------------------------------------------- |  |  |  | 4.5% | 22.6826
TOTAL JCI MATERIAL PRICE |  |  |  |  | 597.3072
VENDOR MATERIAL
Vendor (NON-JCI) Material Cost ------------------------------------------------ |  |  |  |  | 0
Escalation at --------------------------------------------------------------------------- |  |  |  | 0% | 0
SUB-TOTAL |  |  |  |  | 0
Material Tax at ------------------------------------------------------------------------ |  |  |  | 8% | 0
Freight / Delivery at ------------------------------------------------------------------ |  |  |  | 6% | 0
Warranty at ----------------------------------------------------------------------------- |  |  |  | 4.5% | 0
TOTAL VENDOR MATERIAL PRICE |  |  |  |  | 0
SUBCONTRACTORS
Installation Subcontract |  |  |  |  | 0
TOTAL SUBCONTRACTORS COST |  |  |  |  | 0
PROJECT LABOR
POSITION |  | RATE | HOURS | COST
Project Manager |  | 130 | 1 | 130
CxA Assistance |  | 106 | 1 | 106
Hardware Engineer |  | 106 | 1 | 106
Software Engineering |  | 106 | 1 | 106
Graphics Programming |  | 106 | 1 | 106
Verification and Commissioning Technician |  | 90 | 2 | 180
JCI Electrical Installation |  | 76 | 4.5 | 342
Training |  | 106 | 0 | 0
TOTAL LABOR COST |  |  | 11.5 | 1076
Project Labor
Project Labor |  | 1076
Travel Expenses |  | 75
SUB-TOTAL |  | 1151
Corporate overhead at | 0% | 0 | [7 empty] | 100%
Profit at | 0% | 0 | [7 empty] | 100%
SUB-TOTAL |  | 1151
Project Vendor Material
VENDOR MATERIAL |  | 0
Corporate overhead at | 10% | 0 | [7 empty] | 90%
Profit at | 10% | 0 | [7 empty] | 90%
SUB-TOTAL |  | 0
Subcontract Labor
SUBCONTRACTS |  | 0
Corporate overhead at | 10% | 0 | [7 empty] | 90%
Profit at | 10% | 0 | [7 empty] | 90%
SUB-TOTAL |  | 0
Total Project
JCI Material |  | 597.3072
Project Labor |  | 1151
Project Vendor Material |  | 0
Subcontractors |  | 0
SUB-TOTAL |  | 1748.3072
Risk / Contingency at | 0% | 0
** PROJECT TOTAL |  | 1748.3072
** This total is for a single VAV Box. Once the total number of VAVs is greater than ten, the "multiple box" labor hours above will be used
and the total per box cost will be equal to $1,129

## VAV (RH)
Part Number | Description |  |  |  |  | QTY | Unit Price | JCI Material | Vendor Material
VAV (RH) | VAV.Single Duct |  |  |  |  | 1
MS-VMA1630-0 | VMA 3 UI & 3 BO 2 CO |  |  |  |  | 1 | 645.59 | 645.59
MS-ZFR1811-0 | WIRELSS FIELDBUS ROUTER |  |  |  |  | 1 | 246.87 | 246.87
TE-635GV-2 | FLANGE MNT 4" PLATINUM PR |  |  |  |  | 1 | 33.63 | 33.63
VG1241AG+9A4GGA | 1/2" 2W BALL VALVE 4.7CV |  |  |  |  | 1 | 307.84 | 307.84
WRZ-TTS0000-0 | SENSOR, WIRELSS, DEG F/C |  |  |  |  | 1 | 268.34 | 268.34
Y65T42-0 | TRANSFORMER UR CLASS 2 |  |  |  |  | 1 | 74.4 | 74.4
|  |  |  | JCI Material Subtotal |  |  | 1576.67
[7 empty] | Vendor Material Subtotal | 0
JOHNSON CONTROLS MATERIAL
JCI Material List Price --------------------------------------------------------------- |  |  |  |  | 1576.67
Less Discount at --------------------------------------------------------------------- |  |  |  | 57.25% | 902.6436
NET JCI Material ---------------------------------------------------------------------- |  |  |  |  | 674.0264
Escalation at --------------------------------------------------------------------------- |  |  |  | 0% | 0
SUB-TOTAL |  |  |  |  | 674.0264
Material Usage Tax at -------------------------------------------------------------- |  |  |  | 8% | 53.9221
Freight / Delivery at ------------------------------------------------------------------ |  |  |  | 6% | 40.4416
Labor Warranty at -------------------------------------------------------------------- |  |  |  | 4.5% | 30.3312
TOTAL JCI MATERIAL PRICE |  |  |  |  | 798.7213
VENDOR MATERIAL
Vendor (NON-JCI) Material Cost ------------------------------------------------ |  |  |  |  | 0
Escalation at --------------------------------------------------------------------------- |  |  |  | 0% | 0
SUB-TOTAL |  |  |  |  | 0
Material Tax at ------------------------------------------------------------------------ |  |  |  | 8% | 0
Freight / Delivery at ------------------------------------------------------------------ |  |  |  | 6% | 0
Warranty at ----------------------------------------------------------------------------- |  |  |  | 4.5% | 0
TOTAL VENDOR MATERIAL PRICE |  |  |  |  | 0
SUBCONTRACTORS
Installation Subcontract |  |  |  |  | 0
TOTAL SUBCONTRACTORS COST |  |  |  |  | 0
PROJECT LABOR
POSITION |  | RATE | HOURS | COST
Project Manager |  | 130 | 1 | 130
CxA Assistance |  | 106 | 1 | 106
Hardware Engineer |  | 106 | 1 | 106
Software Engineering |  | 106 | 1 | 106
Graphics Programming |  | 106 | 1 | 106
Verification and Commissioning Technician |  | 90 | 2 | 180
JCI Electrical Installation |  | 76 | 4.5 | 342
Training |  | 106 | 0 | 0
TOTAL LABOR COST |  |  | 11.5 | 1076
Project Labor
Project Labor |  | 1076
Travel Expenses |  | 75
SUB-TOTAL |  | 1151
Corporate overhead at | 0% | 0 | [7 empty] | 100%
Profit at | 0% | 0 | [7 empty] | 100%
SUB-TOTAL |  | 1151
Project Vendor Material
VENDOR MATERIAL |  | 0
Corporate overhead at | 10% | 0 | [7 empty] | 90%
Profit at | 10% | 0 | [7 empty] | 90%
SUB-TOTAL |  | 0
Subcontract Labor
SUBCONTRACTS |  | 0
Corporate overhead at | 10% | 0 | [7 empty] | 90%
Profit at | 10% | 0 | [7 empty] | 90%
SUB-TOTAL |  | 0
Total Project
JCI Material |  | 798.7213
Project Labor |  | 1151
Project Vendor Material |  | 0
Subcontractors |  | 0
SUB-TOTAL |  | 1949.7213
Risk / Contingency at | 0% | 0
PROJECT TOTAL |  | 1949.7213

## VAV (RH, CO2)
Part Number | Description |  |  |  |  | QTY | Unit Price | JCI Material | Vendor Material
VAV (RH, CO2) | VAV.Single Duct |  |  |  |  | 1
MS-VMA1630-0 | VMA 3 UI & 3 BO 2 CO |  |  |  |  | 1 | 645.59 | 645.59
MS-ZFR1811-0 | WIRELSS FIELDBUS ROUTER |  |  |  |  | 1 | 246.87 | 246.87
NS-BCN7004-0 | 3X4.5 CO2 TB AND MJ |  |  |  |  | 1 | 1122.8101 | 1122.8101
TE-635GV-2 | FLANGE MNT 4" PLATINUM PR |  |  |  |  | 1 | 33.63 | 33.63
VG1241AG+9A4GGA | 1/2" 2W BALL VALVE 4.7CV |  |  |  |  | 1 | 307.84 | 307.84
WRZ-TTS0000-0 | SENSOR, WIRELSS, DEG F/C |  |  |  |  | 1 | 268.34 | 268.34
Y65T42-0 | TRANSFORMER UR CLASS 2 |  |  |  |  | 1 | 74.4 | 74.4
|  |  |  | JCI Material Subtotal |  |  | 2699.4801
[7 empty] | Vendor Material Subtotal | 0
JOHNSON CONTROLS MATERIAL
JCI Material List Price --------------------------------------------------------------- |  |  |  |  | 2699.4801
Less Discount at --------------------------------------------------------------------- |  |  |  | 57.25% | 1545.4523
NET JCI Material ---------------------------------------------------------------------- |  |  |  |  | 1154.0277
Escalation at --------------------------------------------------------------------------- |  |  |  | 0% | 0
SUB-TOTAL |  |  |  |  | 1154.0277
Material Usage Tax at -------------------------------------------------------------- |  |  |  | 8% | 92.3222
Freight / Delivery at ------------------------------------------------------------------ |  |  |  | 6% | 69.2417
Labor Warranty at -------------------------------------------------------------------- |  |  |  | 4.5% | 51.9312
TOTAL JCI MATERIAL PRICE |  |  |  |  | 1367.5229
VENDOR MATERIAL
Vendor (NON-JCI) Material Cost ------------------------------------------------ |  |  |  |  | 0
Escalation at --------------------------------------------------------------------------- |  |  |  | 0% | 0
SUB-TOTAL |  |  |  |  | 0
Material Tax at ------------------------------------------------------------------------ |  |  |  | 8% | 0
Freight / Delivery at ------------------------------------------------------------------ |  |  |  | 6% | 0
Warranty at ----------------------------------------------------------------------------- |  |  |  | 4.5% | 0
TOTAL VENDOR MATERIAL PRICE |  |  |  |  | 0
SUBCONTRACTORS
Installation Subcontract |  |  |  |  | 0
TOTAL SUBCONTRACTORS COST |  |  |  |  | 0
PROJECT LABOR
POSITION |  | RATE | HOURS | COST
Project Manager |  | 130 | 1 | 130
CxA Assistance |  | 106 | 1 | 106
Hardware Engineer |  | 106 | 1 | 106
Software Engineering |  | 106 | 1 | 106
Graphics Programming |  | 106 | 1 | 106
Verification and Commissioning Technician |  | 90 | 2 | 180
JCI Electrical Installation |  | 76 | 4.5 | 342
Training |  | 106 | 0 | 0
TOTAL LABOR COST |  |  | 11.5 | 1076
Project Labor
Project Labor |  | 1076
Travel Expenses |  | 75
SUB-TOTAL |  | 1151
Corporate overhead at | 0% | 0 | [7 empty] | 100%
Profit at | 0% | 0 | [7 empty] | 100%
SUB-TOTAL |  | 1151
Project Vendor Material
VENDOR MATERIAL |  | 0
Corporate overhead at | 10% | 0 | [7 empty] | 90%
Profit at | 10% | 0 | [7 empty] | 90%
SUB-TOTAL |  | 0
Subcontract Labor
SUBCONTRACTS |  | 0
Corporate overhead at | 10% | 0 | [7 empty] | 90%
Profit at | 10% | 0 | [7 empty] | 90%
SUB-TOTAL |  | 0
Total Project
JCI Material |  | 1367.5229
Project Labor |  | 1151
Project Vendor Material |  | 0
Subcontractors |  | 0
SUB-TOTAL |  | 2518.5229
Risk / Contingency at | 0% | 0
PROJECT TOTAL |  | 2518.5229

## VAV (RH w-CB)
Part Number | Description |  |  |  |  | QTY | Unit Price | JCI Material | Vendor Material
VAV (RH w- CB) | VAV.Single Duct |  |  |  |  | 1
MS-VMA1630-0 | VMA 3 UI & 3 BO 2 CO |  |  |  |  | 1 | 645.59 | 645.59
MS-ZFR1811-0 | WIRELSS FIELDBUS ROUTER |  |  |  |  | 1 | 246.87 | 246.87
Moisture Sensor | Moisture Sensor |  |  |  |  | 1 | 36 |  | 36
NS-BCN7004-0 | 3X4.5 CO2 TB AND MJ |  |  |  |  | 1 | 1122.8101 | 1122.8101
TE-635GV-2 | FLANGE MNT 4" PLATINUM PR |  |  |  |  | 1 | 33.63 | 33.63
VG1241AG+9A4GGA | 1/2" 2W BALL VALVE 4.7CV |  |  |  |  | 2 | 307.84 | 615.68
WRZ-THB0000-0 | WRZ-THB0000-0 WIRELESS |  |  |  |  | 1 | 446.44 | 446.44
Y65T42-0 | TRANSFORMER UR CLASS 2 |  |  |  |  | 1 | 74.4 | 74.4
|  |  |  | JCI Material Subtotal |  |  | 3185.4201
[7 empty] | Vendor Material Subtotal | 36
JOHNSON CONTROLS MATERIAL
JCI Material List Price --------------------------------------------------------------- |  |  |  |  | 3185.4201
Less Discount at --------------------------------------------------------------------- |  |  |  | 57.25% | 1823.653
NET JCI Material ---------------------------------------------------------------------- |  |  |  |  | 1361.7671
Escalation at --------------------------------------------------------------------------- |  |  |  | 0% | 0
SUB-TOTAL |  |  |  |  | 1361.7671
Material Usage Tax at -------------------------------------------------------------- |  |  |  | 8% | 108.9414
Freight / Delivery at ------------------------------------------------------------------ |  |  |  | 6% | 81.706
Labor Warranty at -------------------------------------------------------------------- |  |  |  | 4.5% | 61.2795
TOTAL JCI MATERIAL PRICE |  |  |  |  | 1613.694
VENDOR MATERIAL
Vendor (NON-JCI) Material Cost ------------------------------------------------ |  |  |  |  | 36
Escalation at --------------------------------------------------------------------------- |  |  |  | 0% | 0
SUB-TOTAL |  |  |  |  | 36
Material Tax at ------------------------------------------------------------------------ |  |  |  | 8% | 2.88
Freight / Delivery at ------------------------------------------------------------------ |  |  |  | 6% | 2.16
Warranty at ----------------------------------------------------------------------------- |  |  |  | 4.5% | 1.62
TOTAL VENDOR MATERIAL PRICE |  |  |  |  | 42.66
SUBCONTRACTORS
Installation Subcontract |  |  |  |  | 0
TOTAL SUBCONTRACTORS COST |  |  |  |  | 0
PROJECT LABOR
POSITION |  | RATE | HOURS | COST
Project Manager |  | 130 | 1 | 130
CxA Assistance |  | 106 | 1 | 106
Hardware Engineer |  | 106 | 1 | 106
Software Engineering |  | 106 | 1 | 106
Graphics Programming |  | 106 | 1 | 106
Verification and Commissioning Technician |  | 90 | 2 | 180
JCI Electrical Installation |  | 76 | 6 | 456
Training |  | 106 | 0 | 0
TOTAL LABOR COST |  |  | 13 | 1190
Project Labor
Project Labor |  | 1190
Travel Expenses |  | 75
SUB-TOTAL |  | 1265
Corporate overhead at | 0% | 0 | [7 empty] | 100%
Profit at | 0% | 0 | [7 empty] | 100%
SUB-TOTAL |  | 1265
Project Vendor Material
VENDOR MATERIAL |  | 42.66
Corporate overhead at | 10% | 4.74 | [7 empty] | 90%
Profit at | 10% | 5.2667 | [7 empty] | 90%
SUB-TOTAL |  | 52.6667
Subcontract Labor
SUBCONTRACTS |  | 0
Corporate overhead at | 10% | 0 | [7 empty] | 90%
Profit at | 10% | 0 | [7 empty] | 90%
SUB-TOTAL |  | 0
Total Project
JCI Material |  | 1613.694
Project Labor |  | 1265
Project Vendor Material |  | 52.6667
Subcontractors |  | 0
SUB-TOTAL |  | 2931.3607
Risk / Contingency at | 0% | 0
PROJECT TOTAL |  | 2931.3607

## PIU (RH, CO2)
Part Number | Description |  |  |  |  | QTY | Unit Price | JCI Material | Vendor Material
PIU (RH, CO2) | VAV.Single Duct |  |  |  |  | 1
MS-VMA1630-0 | VMA 3 UI & 3 BO 2 CO |  |  |  |  | 1 | 645.59 | 645.59
MS-ZFR1811-0 | WIRELSS FIELDBUS ROUTER |  |  |  |  | 1 | 246.87 | 246.87
NS-BCN7004-0 | 3X4.5 CO2 TB AND MJ |  |  |  |  | 1 | 1122.8101 | 1122.8101
TE-635GV-2 | FLANGE MNT 4" PLATINUM PR |  |  |  |  | 1 | 33.63 | 33.63
VG1241AG+9A4GGA | 1/2" 2W BALL VALVE 4.7CV |  |  |  |  | 1 | 307.84 | 307.84
WRZ-TTS0000-0 | SENSOR, WIRELSS, DEG F/C |  |  |  |  | 1 | 268.34 | 268.34
|  |  |  | JCI Material Subtotal |  |  | 2625.0801
[7 empty] | Vendor Material Subtotal | 0
JOHNSON CONTROLS MATERIAL
JCI Material List Price --------------------------------------------------------------- |  |  |  |  | 2625.0801
Less Discount at --------------------------------------------------------------------- |  |  |  | 57.25% | 1502.8583
NET JCI Material ---------------------------------------------------------------------- |  |  |  |  | 1122.2217
Escalation at --------------------------------------------------------------------------- |  |  |  | 0% | 0
SUB-TOTAL |  |  |  |  | 1122.2217
Material Usage Tax at -------------------------------------------------------------- |  |  |  | 8% | 89.7777
Freight / Delivery at ------------------------------------------------------------------ |  |  |  | 6% | 67.3333
Labor Warranty at -------------------------------------------------------------------- |  |  |  | 4.5% | 50.5
TOTAL JCI MATERIAL PRICE |  |  |  |  | 1329.8328
VENDOR MATERIAL
Vendor (NON-JCI) Material Cost ------------------------------------------------ |  |  |  |  | 0
Escalation at --------------------------------------------------------------------------- |  |  |  | 0% | 0
SUB-TOTAL |  |  |  |  | 0
Material Tax at ------------------------------------------------------------------------ |  |  |  | 8% | 0
Freight / Delivery at ------------------------------------------------------------------ |  |  |  | 6% | 0
Warranty at ----------------------------------------------------------------------------- |  |  |  | 4.5% | 0
TOTAL VENDOR MATERIAL PRICE |  |  |  |  | 0
SUBCONTRACTORS
Installation Subcontract |  |  |  |  | 0
TOTAL SUBCONTRACTORS COST |  |  |  |  | 0
PROJECT LABOR
POSITION |  | RATE | HOURS | COST
Project Manager |  | 130 | 1 | 130
CxA Assistance |  | 106 | 1 | 106
Hardware Engineer |  | 106 | 1 | 106
Software Engineering |  | 106 | 1 | 106
Graphics Programming |  | 106 | 1 | 106
Verification and Commissioning Technician |  | 90 | 2 | 180
JCI Electrical Installation |  | 76 | 4.5 | 342
Training |  | 106 | 0 | 0
TOTAL LABOR COST |  |  | 11.5 | 1076
Project Labor
Project Labor |  | 1076
Travel Expenses |  | 75
SUB-TOTAL |  | 1151
Corporate overhead at | 0% | 0 | [7 empty] | 100%
Profit at | 0% | 0 | [7 empty] | 100%
SUB-TOTAL |  | 1151
Project Vendor Material
VENDOR MATERIAL |  | 0
Corporate overhead at | 10% | 0 | [7 empty] | 90%
Profit at | 10% | 0 | [7 empty] | 90%
SUB-TOTAL |  | 0
Subcontract Labor
SUBCONTRACTS |  | 0
Corporate overhead at | 10% | 0 | [7 empty] | 90%
Profit at | 10% | 0 | [7 empty] | 90%
SUB-TOTAL |  | 0
Total Project
JCI Material |  | 1329.8328
Project Labor |  | 1151
Project Vendor Material |  | 0
Subcontractors |  | 0
SUB-TOTAL |  | 2480.8328
Risk / Contingency at | 0% | 0
PROJECT TOTAL |  | 2480.8328

## VAV (RH, VRU-6)
Part Number | Description |  |  |  |  | QTY | Unit Price | JCI Material | Vendor Material
VAV (RH, VRU) | VAV.Single Duct |  |  |  |  | 1
MS-VMA1630-0 | VMA 3 UI & 3 BO 2 CO |  |  |  |  | 0 | 645.59 | 0
MS-ZFR1811-0 | WIRELSS FIELDBUS ROUTER |  |  |  |  | 0 | 246.87 | 0
TE-635GV-2 | FLANGE MNT 4" PLATINUM PR |  |  |  |  | 0 | 33.63 | 0
VG1241AG+9A4GGA | 1/2" 2W BALL VALVE 4.7CV |  |  |  |  | 0 | 307.84 | 0
WRZ-TTS0000-0 | SENSOR, WIRELSS, DEG F/C |  |  |  |  | 1 | 268.34 | 268.34
Y65T42-0 | TRANSFORMER UR CLASS 2 |  |  |  |  | 0 | 74.4 | 0
|  |  |  | JCI Material Subtotal |  |  | 268.34
[7 empty] | Vendor Material Subtotal | 0
JOHNSON CONTROLS MATERIAL
JCI Material List Price --------------------------------------------------------------- |  |  |  |  | 268.34
Less Discount at --------------------------------------------------------------------- |  |  |  | 57.25% | 153.6246
NET JCI Material ---------------------------------------------------------------------- |  |  |  |  | 114.7153
Escalation at --------------------------------------------------------------------------- |  |  |  | 0% | 0
SUB-TOTAL |  |  |  |  | 114.7153
Material Usage Tax at -------------------------------------------------------------- |  |  |  | 8% | 9.1772
Freight / Delivery at ------------------------------------------------------------------ |  |  |  | 6% | 6.8829
Labor Warranty at -------------------------------------------------------------------- |  |  |  | 4.5% | 5.1622
TOTAL JCI MATERIAL PRICE |  |  |  |  | 135.9377
VENDOR MATERIAL
Vendor (NON-JCI) Material Cost ------------------------------------------------ |  |  |  |  | 0
Escalation at --------------------------------------------------------------------------- |  |  |  | 0% | 0
SUB-TOTAL |  |  |  |  | 0
Material Tax at ------------------------------------------------------------------------ |  |  |  | 8% | 0
Freight / Delivery at ------------------------------------------------------------------ |  |  |  | 6% | 0
Warranty at ----------------------------------------------------------------------------- |  |  |  | 4.5% | 0
TOTAL VENDOR MATERIAL PRICE |  |  |  |  | 0
SUBCONTRACTORS
Installation Subcontract |  |  |  |  | 125
VRU- 6" Single Duct, 2 row HW coil, 2-way piping package, access door, hanger brackets, Nexus autoflow |  |  |  |  | 1161
TOTAL SUBCONTRACTORS COST |  |  |  |  | 1286
PROJECT LABOR
POSITION |  | RATE | HOURS | COST
Project Manager |  | 130 | 0.5 | 65
CxA Assistance |  | 106 | 0.25 | 26.5
Hardware Engineer |  | 106 | 0.25 | 26.5
Software Engineering |  | 106 | 0.25 | 26.5
Graphics Programming |  | 106 | 0.25 | 26.5
Verification and Commissioning Technician |  | 90 | 1 | 90
JCI Electrical Installation |  | 76 | 0 | 0
Training |  | 106 | 0 | 0
TOTAL LABOR COST |  |  | 2.5 | 261
Project Labor
Project Labor |  | 261
Travel Expenses |  | 75
SUB-TOTAL |  | 336
Corporate overhead at | 0% | 0 | [7 empty] | 100%
Profit at | 0% | 0 | [7 empty] | 100%
SUB-TOTAL |  | 336
Project Vendor Material
VENDOR MATERIAL |  | 0
Corporate overhead at | 10% | 0 | [7 empty] | 90%
Profit at | 10% | 0 | [7 empty] | 90%
SUB-TOTAL |  | 0
Subcontract Labor
SUBCONTRACTS |  | 1286
Corporate overhead at | 10% | 142.8889 | [7 empty] | 90%
Profit at | 10% | 158.7654 | [7 empty] | 90%
SUB-TOTAL |  | 1587.6543
Total Project
JCI Material |  | 135.9377
Project Labor |  | 336
Project Vendor Material |  | 0
Subcontractors |  | 1587.6543
SUB-TOTAL |  | 2059.592
Risk / Contingency at | 0% | 0
**PROJECT TOTAL |  | 2059.592
** All VRU system pricing assumes multiple units are required for a construction project with standard leadtimes.

## VAV (RH, VRU-8)
Part Number | Description |  |  |  |  | QTY | Unit Price | JCI Material | Vendor Material
VAV (RH, VRU) | VAV.Single Duct |  |  |  |  | 1
MS-VMA1630-0 | VMA 3 UI & 3 BO 2 CO |  |  |  |  | 0 | 645.59 | 0
MS-ZFR1811-0 | WIRELSS FIELDBUS ROUTER |  |  |  |  | 0 | 246.87 | 0
TE-635GV-2 | FLANGE MNT 4" PLATINUM PR |  |  |  |  | 0 | 33.63 | 0
VG1241AG+9A4GGA | 1/2" 2W BALL VALVE 4.7CV |  |  |  |  | 0 | 307.84 | 0
WRZ-TTS0000-0 | SENSOR, WIRELSS, DEG F/C |  |  |  |  | 1 | 268.34 | 268.34
Y65T42-0 | TRANSFORMER UR CLASS 2 |  |  |  |  | 0 | 74.4 | 0
|  |  |  | JCI Material Subtotal |  |  | 268.34
[7 empty] | Vendor Material Subtotal | 0
JOHNSON CONTROLS MATERIAL
JCI Material List Price --------------------------------------------------------------- |  |  |  |  | 268.34
Less Discount at --------------------------------------------------------------------- |  |  |  | 57.25% | 153.6246
NET JCI Material ---------------------------------------------------------------------- |  |  |  |  | 114.7153
Escalation at --------------------------------------------------------------------------- |  |  |  | 0% | 0
SUB-TOTAL |  |  |  |  | 114.7153
Material Usage Tax at -------------------------------------------------------------- |  |  |  | 8% | 9.1772
Freight / Delivery at ------------------------------------------------------------------ |  |  |  | 6% | 6.8829
Labor Warranty at -------------------------------------------------------------------- |  |  |  | 4.5% | 5.1622
TOTAL JCI MATERIAL PRICE |  |  |  |  | 135.9377
VENDOR MATERIAL
Vendor (NON-JCI) Material Cost ------------------------------------------------ |  |  |  |  | 0
Escalation at --------------------------------------------------------------------------- |  |  |  | 0% | 0
SUB-TOTAL |  |  |  |  | 0
Material Tax at ------------------------------------------------------------------------ |  |  |  | 8% | 0
Freight / Delivery at ------------------------------------------------------------------ |  |  |  | 6% | 0
Warranty at ----------------------------------------------------------------------------- |  |  |  | 4.5% | 0
TOTAL VENDOR MATERIAL PRICE |  |  |  |  | 0
SUBCONTRACTORS
Installation Subcontract |  |  |  |  | 125
VRU- 8" Single Duct, 2 row HW coil, 2-way piping package, access door, hanger brackets, Nexus autoflow |  |  |  |  | 1169
TOTAL SUBCONTRACTORS COST |  |  |  |  | 1294
PROJECT LABOR
POSITION |  | RATE | HOURS | COST
Project Manager |  | 130 | 0.5 | 65
CxA Assistance |  | 106 | 0.25 | 26.5
Hardware Engineer |  | 106 | 0.25 | 26.5
Software Engineering |  | 106 | 0.25 | 26.5
Graphics Programming |  | 106 | 0.25 | 26.5
Verification and Commissioning Technician |  | 90 | 1 | 90
JCI Electrical Installation |  | 76 | 0 | 0
Training |  | 106 | 0 | 0
TOTAL LABOR COST |  |  | 2.5 | 261
Project Labor
Project Labor |  | 261
Travel Expenses |  | 75
SUB-TOTAL |  | 336
Corporate overhead at | 0% | 0 | [7 empty] | 100%
Profit at | 0% | 0 | [7 empty] | 100%
SUB-TOTAL |  | 336
Project Vendor Material
VENDOR MATERIAL |  | 0
Corporate overhead at | 10% | 0 | [7 empty] | 90%
Profit at | 10% | 0 | [7 empty] | 90%
SUB-TOTAL |  | 0
Subcontract Labor
SUBCONTRACTS |  | 1294
Corporate overhead at | 10% | 143.7778 | [7 empty] | 90%
Profit at | 10% | 159.7531 | [7 empty] | 90%
SUB-TOTAL |  | 1597.5309
Total Project
JCI Material |  | 135.9377
Project Labor |  | 336
Project Vendor Material |  | 0
Subcontractors |  | 1597.5309
SUB-TOTAL |  | 2069.4686
Risk / Contingency at | 0% | 0
PROJECT TOTAL |  | 2069.4686

## VAV (RH, VRU-10)
Part Number | Description |  |  |  |  | QTY | Unit Price | JCI Material | Vendor Material
VAV (RH, VRU) | VAV.Single Duct |  |  |  |  | 1
MS-VMA1630-0 | VMA 3 UI & 3 BO 2 CO |  |  |  |  | 0 | 645.59 | 0
MS-ZFR1811-0 | WIRELSS FIELDBUS ROUTER |  |  |  |  | 0 | 246.87 | 0
TE-635GV-2 | FLANGE MNT 4" PLATINUM PR |  |  |  |  | 0 | 33.63 | 0
VG1241AG+9A4GGA | 1/2" 2W BALL VALVE 4.7CV |  |  |  |  | 0 | 307.84 | 0
WRZ-TTS0000-0 | SENSOR, WIRELSS, DEG F/C |  |  |  |  | 1 | 268.34 | 268.34
Y65T42-0 | TRANSFORMER UR CLASS 2 |  |  |  |  | 0 | 74.4 | 0
|  |  |  | JCI Material Subtotal |  |  | 268.34
[7 empty] | Vendor Material Subtotal | 0
JOHNSON CONTROLS MATERIAL
JCI Material List Price --------------------------------------------------------------- |  |  |  |  | 268.34
Less Discount at --------------------------------------------------------------------- |  |  |  | 57.25% | 153.6246
NET JCI Material ---------------------------------------------------------------------- |  |  |  |  | 114.7153
Escalation at --------------------------------------------------------------------------- |  |  |  | 0% | 0
SUB-TOTAL |  |  |  |  | 114.7153
Material Usage Tax at -------------------------------------------------------------- |  |  |  | 8% | 9.1772
Freight / Delivery at ------------------------------------------------------------------ |  |  |  | 6% | 6.8829
Labor Warranty at -------------------------------------------------------------------- |  |  |  | 4.5% | 5.1622
TOTAL JCI MATERIAL PRICE |  |  |  |  | 135.9377
VENDOR MATERIAL
Vendor (NON-JCI) Material Cost ------------------------------------------------ |  |  |  |  | 0
Escalation at --------------------------------------------------------------------------- |  |  |  | 0% | 0
SUB-TOTAL |  |  |  |  | 0
Material Tax at ------------------------------------------------------------------------ |  |  |  | 8% | 0
Freight / Delivery at ------------------------------------------------------------------ |  |  |  | 6% | 0
Warranty at ----------------------------------------------------------------------------- |  |  |  | 4.5% | 0
TOTAL VENDOR MATERIAL PRICE |  |  |  |  | 0
SUBCONTRACTORS
Installation Subcontract |  |  |  |  | 125
VRU- 10" Single Duct, 2 row HW coil, 2-way piping package, access door, hanger brackets, Nexus autoflow |  |  |  |  | 1195
TOTAL SUBCONTRACTORS COST |  |  |  |  | 1320
PROJECT LABOR
POSITION |  | RATE | HOURS | COST
Project Manager |  | 130 | 0.5 | 65
CxA Assistance |  | 106 | 0.25 | 26.5
Hardware Engineer |  | 106 | 0.25 | 26.5
Software Engineering |  | 106 | 0.25 | 26.5
Graphics Programming |  | 106 | 0.25 | 26.5
Verification and Commissioning Technician |  | 90 | 1 | 90
JCI Electrical Installation |  | 76 | 0 | 0
Training |  | 106 | 0 | 0
TOTAL LABOR COST |  |  | 2.5 | 261
Project Labor
Project Labor |  | 261
Travel Expenses |  | 75
SUB-TOTAL |  | 336
Corporate overhead at | 0% | 0 | [7 empty] | 100%
Profit at | 0% | 0 | [7 empty] | 100%
SUB-TOTAL |  | 336
Project Vendor Material
VENDOR MATERIAL |  | 0
Corporate overhead at | 10% | 0 | [7 empty] | 90%
Profit at | 10% | 0 | [7 empty] | 90%
SUB-TOTAL |  | 0
Subcontract Labor
SUBCONTRACTS |  | 1320
Corporate overhead at | 10% | 146.6667 | [7 empty] | 90%
Profit at | 10% | 162.963 | [7 empty] | 90%
SUB-TOTAL |  | 1629.6296
Total Project
JCI Material |  | 135.9377
Project Labor |  | 336
Project Vendor Material |  | 0
Subcontractors |  | 1629.6296
SUB-TOTAL |  | 2101.5673
Risk / Contingency at | 0% | 0
PROJECT TOTAL |  | 2101.5673

## VAV (RH, VRU-12)
Part Number | Description |  |  |  |  | QTY | Unit Price | JCI Material | Vendor Material
VAV (RH, VRU) | VAV.Single Duct |  |  |  |  | 1
MS-VMA1630-0 | VMA 3 UI & 3 BO 2 CO |  |  |  |  | 0 | 645.59 | 0
MS-ZFR1811-0 | WIRELSS FIELDBUS ROUTER |  |  |  |  | 0 | 246.87 | 0
TE-635GV-2 | FLANGE MNT 4" PLATINUM PR |  |  |  |  | 0 | 33.63 | 0
VG1241AG+9A4GGA | 1/2" 2W BALL VALVE 4.7CV |  |  |  |  | 0 | 307.84 | 0
WRZ-TTS0000-0 | SENSOR, WIRELSS, DEG F/C |  |  |  |  | 1 | 268.34 | 268.34
Y65T42-0 | TRANSFORMER UR CLASS 2 |  |  |  |  | 0 | 74.4 | 0
|  |  |  | JCI Material Subtotal |  |  | 268.34
[7 empty] | Vendor Material Subtotal | 0
JOHNSON CONTROLS MATERIAL
JCI Material List Price --------------------------------------------------------------- |  |  |  |  | 268.34
Less Discount at --------------------------------------------------------------------- |  |  |  | 57.25% | 153.6246
NET JCI Material ---------------------------------------------------------------------- |  |  |  |  | 114.7153
Escalation at --------------------------------------------------------------------------- |  |  |  | 0% | 0
SUB-TOTAL |  |  |  |  | 114.7153
Material Usage Tax at -------------------------------------------------------------- |  |  |  | 8% | 9.1772
Freight / Delivery at ------------------------------------------------------------------ |  |  |  | 6% | 6.8829
Labor Warranty at -------------------------------------------------------------------- |  |  |  | 4.5% | 5.1622
TOTAL JCI MATERIAL PRICE |  |  |  |  | 135.9377
VENDOR MATERIAL
Vendor (NON-JCI) Material Cost ------------------------------------------------ |  |  |  |  | 0
Escalation at --------------------------------------------------------------------------- |  |  |  | 0% | 0
SUB-TOTAL |  |  |  |  | 0
Material Tax at ------------------------------------------------------------------------ |  |  |  | 8% | 0
Freight / Delivery at ------------------------------------------------------------------ |  |  |  | 6% | 0
Warranty at ----------------------------------------------------------------------------- |  |  |  | 4.5% | 0
TOTAL VENDOR MATERIAL PRICE |  |  |  |  | 0
SUBCONTRACTORS
Installation Subcontract |  |  |  |  | 125
VRU- 12" Single Duct, 2 row HW coil, 2-way piping package, access door, hanger brackets, Nexus autoflow |  |  |  |  | 1220
TOTAL SUBCONTRACTORS COST |  |  |  |  | 1345
PROJECT LABOR
POSITION |  | RATE | HOURS | COST
Project Manager |  | 130 | 0.5 | 65
CxA Assistance |  | 106 | 0.25 | 26.5
Hardware Engineer |  | 106 | 0.25 | 26.5
Software Engineering |  | 106 | 0.25 | 26.5
Graphics Programming |  | 106 | 0.25 | 26.5
Verification and Commissioning Technician |  | 90 | 1 | 90
JCI Electrical Installation |  | 76 | 0 | 0
Training |  | 106 | 0 | 0
TOTAL LABOR COST |  |  | 2.5 | 261
Project Labor
Project Labor |  | 261
Travel Expenses |  | 75
SUB-TOTAL |  | 336
Corporate overhead at | 0% | 0 | [7 empty] | 100%
Profit at | 0% | 0 | [7 empty] | 100%
SUB-TOTAL |  | 336
Project Vendor Material
VENDOR MATERIAL |  | 0
Corporate overhead at | 10% | 0 | [7 empty] | 90%
Profit at | 10% | 0 | [7 empty] | 90%
SUB-TOTAL |  | 0
Subcontract Labor
SUBCONTRACTS |  | 1345
Corporate overhead at | 10% | 149.4444 | [7 empty] | 90%
Profit at | 10% | 166.0494 | [7 empty] | 90%
SUB-TOTAL |  | 1660.4938
Total Project
JCI Material |  | 135.9377
Project Labor |  | 336
Project Vendor Material |  | 0
Subcontractors |  | 1660.4938
SUB-TOTAL |  | 2132.4315
Risk / Contingency at | 0% | 0
PROJECT TOTAL |  | 2132.4315

## VAV (RH, VRU-14)
Part Number | Description |  |  |  |  | QTY | Unit Price | JCI Material | Vendor Material
VAV (RH, VRU) | VAV.Single Duct |  |  |  |  | 1
MS-VMA1630-0 | VMA 3 UI & 3 BO 2 CO |  |  |  |  | 0 | 645.59 | 0
MS-ZFR1811-0 | WIRELSS FIELDBUS ROUTER |  |  |  |  | 0 | 246.87 | 0
TE-635GV-2 | FLANGE MNT 4" PLATINUM PR |  |  |  |  | 0 | 33.63 | 0
VG1241AG+9A4GGA | 1/2" 2W BALL VALVE 4.7CV |  |  |  |  | 0 | 307.84 | 0
WRZ-TTS0000-0 | SENSOR, WIRELSS, DEG F/C |  |  |  |  | 1 | 268.34 | 268.34
Y65T42-0 | TRANSFORMER UR CLASS 2 |  |  |  |  | 0 | 74.4 | 0
|  |  |  | JCI Material Subtotal |  |  | 268.34
[7 empty] | Vendor Material Subtotal | 0
JOHNSON CONTROLS MATERIAL
JCI Material List Price --------------------------------------------------------------- |  |  |  |  | 268.34
Less Discount at --------------------------------------------------------------------- |  |  |  | 57.25% | 153.6246
NET JCI Material ---------------------------------------------------------------------- |  |  |  |  | 114.7153
Escalation at --------------------------------------------------------------------------- |  |  |  | 0% | 0
SUB-TOTAL |  |  |  |  | 114.7153
Material Usage Tax at -------------------------------------------------------------- |  |  |  | 8% | 9.1772
Freight / Delivery at ------------------------------------------------------------------ |  |  |  | 6% | 6.8829
Labor Warranty at -------------------------------------------------------------------- |  |  |  | 4.5% | 5.1622
TOTAL JCI MATERIAL PRICE |  |  |  |  | 135.9377
VENDOR MATERIAL
Vendor (NON-JCI) Material Cost ------------------------------------------------ |  |  |  |  | 0
Escalation at --------------------------------------------------------------------------- |  |  |  | 0% | 0
SUB-TOTAL |  |  |  |  | 0
Material Tax at ------------------------------------------------------------------------ |  |  |  | 8% | 0
Freight / Delivery at ------------------------------------------------------------------ |  |  |  | 6% | 0
Warranty at ----------------------------------------------------------------------------- |  |  |  | 4.5% | 0
TOTAL VENDOR MATERIAL PRICE |  |  |  |  | 0
SUBCONTRACTORS
Installation Subcontract |  |  |  |  | 125
VRU- 14" Single Duct, 2 row HW coil, 2-way piping package, access door, hanger brackets, Nexus autoflow |  |  |  |  | 1268
TOTAL SUBCONTRACTORS COST |  |  |  |  | 1393
PROJECT LABOR
POSITION |  | RATE | HOURS | COST
Project Manager |  | 130 | 0.5 | 65
CxA Assistance |  | 106 | 0.25 | 26.5
Hardware Engineer |  | 106 | 0.25 | 26.5
Software Engineering |  | 106 | 0.25 | 26.5
Graphics Programming |  | 106 | 0.25 | 26.5
Verification and Commissioning Technician |  | 90 | 1 | 90
JCI Electrical Installation |  | 76 | 0 | 0
Training |  | 106 | 0 | 0
TOTAL LABOR COST |  |  | 2.5 | 261
Project Labor
Project Labor |  | 261
Travel Expenses |  | 75
SUB-TOTAL |  | 336
Corporate overhead at | 0% | 0 | [7 empty] | 100%
Profit at | 0% | 0 | [7 empty] | 100%
SUB-TOTAL |  | 336
Project Vendor Material
VENDOR MATERIAL |  | 0
Corporate overhead at | 10% | 0 | [7 empty] | 90%
Profit at | 10% | 0 | [7 empty] | 90%
SUB-TOTAL |  | 0
Subcontract Labor
SUBCONTRACTS |  | 1393
Corporate overhead at | 10% | 154.7778 | [7 empty] | 90%
Profit at | 10% | 171.9753 | [7 empty] | 90%
SUB-TOTAL |  | 1719.7531
Total Project
JCI Material |  | 135.9377
Project Labor |  | 336
Project Vendor Material |  | 0
Subcontractors |  | 1719.7531
SUB-TOTAL |  | 2191.6908
Risk / Contingency at | 0% | 0
PROJECT TOTAL |  | 2191.6908

## VAV (RH, VRU-16)
Part Number | Description |  |  |  |  | QTY | Unit Price | JCI Material | Vendor Material
VAV (RH, VRU) | VAV.Single Duct |  |  |  |  | 1
MS-VMA1630-0 | VMA 3 UI & 3 BO 2 CO |  |  |  |  | 0 | 645.59 | 0
MS-ZFR1811-0 | WIRELSS FIELDBUS ROUTER |  |  |  |  | 0 | 246.87 | 0
TE-635GV-2 | FLANGE MNT 4" PLATINUM PR |  |  |  |  | 0 | 33.63 | 0
VG1241AG+9A4GGA | 1/2" 2W BALL VALVE 4.7CV |  |  |  |  | 0 | 307.84 | 0
WRZ-TTS0000-0 | SENSOR, WIRELSS, DEG F/C |  |  |  |  | 1 | 268.34 | 268.34
Y65T42-0 | TRANSFORMER UR CLASS 2 |  |  |  |  | 0 | 74.4 | 0
|  |  |  | JCI Material Subtotal |  |  | 268.34
[7 empty] | Vendor Material Subtotal | 0
JOHNSON CONTROLS MATERIAL
JCI Material List Price --------------------------------------------------------------- |  |  |  |  | 268.34
Less Discount at --------------------------------------------------------------------- |  |  |  | 57.25% | 153.6246
NET JCI Material ---------------------------------------------------------------------- |  |  |  |  | 114.7153
Escalation at --------------------------------------------------------------------------- |  |  |  | 0% | 0
SUB-TOTAL |  |  |  |  | 114.7153
Material Usage Tax at -------------------------------------------------------------- |  |  |  | 8% | 9.1772
Freight / Delivery at ------------------------------------------------------------------ |  |  |  | 6% | 6.8829
Labor Warranty at -------------------------------------------------------------------- |  |  |  | 4.5% | 5.1622
TOTAL JCI MATERIAL PRICE |  |  |  |  | 135.9377
VENDOR MATERIAL
Vendor (NON-JCI) Material Cost ------------------------------------------------ |  |  |  |  | 0
Escalation at --------------------------------------------------------------------------- |  |  |  | 0% | 0
SUB-TOTAL |  |  |  |  | 0
Material Tax at ------------------------------------------------------------------------ |  |  |  | 8% | 0
Freight / Delivery at ------------------------------------------------------------------ |  |  |  | 6% | 0
Warranty at ----------------------------------------------------------------------------- |  |  |  | 4.5% | 0
TOTAL VENDOR MATERIAL PRICE |  |  |  |  | 0
SUBCONTRACTORS
Installation Subcontract |  |  |  |  | 125
VRU- 16" Single Duct, 2 row HW coil, 2-way piping package, access door, hanger brackets, Nexus autoflow |  |  |  |  | 1301
TOTAL SUBCONTRACTORS COST |  |  |  |  | 1426
PROJECT LABOR
POSITION |  | RATE | HOURS | COST
Project Manager |  | 130 | 0.5 | 65
CxA Assistance |  | 106 | 0.25 | 26.5
Hardware Engineer |  | 106 | 0.25 | 26.5
Software Engineering |  | 106 | 0.25 | 26.5
Graphics Programming |  | 106 | 0.25 | 26.5
Verification and Commissioning Technician |  | 90 | 1 | 90
JCI Electrical Installation |  | 76 | 0 | 0
Training |  | 106 | 0 | 0
TOTAL LABOR COST |  |  | 2.5 | 261
Project Labor
Project Labor |  | 261
Travel Expenses |  | 75
SUB-TOTAL |  | 336
Corporate overhead at | 0% | 0 | [7 empty] | 100%
Profit at | 0% | 0 | [7 empty] | 100%
SUB-TOTAL |  | 336
Project Vendor Material
VENDOR MATERIAL |  | 0
Corporate overhead at | 10% | 0 | [7 empty] | 90%
Profit at | 10% | 0 | [7 empty] | 90%
SUB-TOTAL |  | 0
Subcontract Labor
SUBCONTRACTS |  | 1426
Corporate overhead at | 10% | 158.4444 | [7 empty] | 90%
Profit at | 10% | 176.0494 | [7 empty] | 90%
SUB-TOTAL |  | 1760.4938
Total Project
JCI Material |  | 135.9377
Project Labor |  | 336
Project Vendor Material |  | 0
Subcontractors |  | 1760.4938
SUB-TOTAL |  | 2232.4315
Risk / Contingency at | 0% | 0
PROJECT TOTAL |  | 2232.4315

## VAV (RH, VRU-19)
Part Number | Description |  |  |  |  | QTY | Unit Price | JCI Material | Vendor Material
VAV (RH, VRU) | VAV.Single Duct |  |  |  |  | 1
MS-VMA1630-0 | VMA 3 UI & 3 BO 2 CO |  |  |  |  | 0 | 645.59 | 0
MS-ZFR1811-0 | WIRELSS FIELDBUS ROUTER |  |  |  |  | 0 | 246.87 | 0
TE-635GV-2 | FLANGE MNT 4" PLATINUM PR |  |  |  |  | 0 | 33.63 | 0
VG1241AG+9A4GGA | 1/2" 2W BALL VALVE 4.7CV |  |  |  |  | 0 | 307.84 | 0
WRZ-TTS0000-0 | SENSOR, WIRELSS, DEG F/C |  |  |  |  | 1 | 268.34 | 268.34
Y65T42-0 | TRANSFORMER UR CLASS 2 |  |  |  |  | 0 | 74.4 | 0
|  |  |  | JCI Material Subtotal |  |  | 268.34
[7 empty] | Vendor Material Subtotal | 0
JOHNSON CONTROLS MATERIAL
JCI Material List Price --------------------------------------------------------------- |  |  |  |  | 268.34
Less Discount at --------------------------------------------------------------------- |  |  |  | 57.25% | 153.6246
NET JCI Material ---------------------------------------------------------------------- |  |  |  |  | 114.7153
Escalation at --------------------------------------------------------------------------- |  |  |  | 0% | 0
SUB-TOTAL |  |  |  |  | 114.7153
Material Usage Tax at -------------------------------------------------------------- |  |  |  | 8% | 9.1772
Freight / Delivery at ------------------------------------------------------------------ |  |  |  | 6% | 6.8829
Labor Warranty at -------------------------------------------------------------------- |  |  |  | 4.5% | 5.1622
TOTAL JCI MATERIAL PRICE |  |  |  |  | 135.9377
VENDOR MATERIAL
Vendor (NON-JCI) Material Cost ------------------------------------------------ |  |  |  |  | 0
Escalation at --------------------------------------------------------------------------- |  |  |  | 0% | 0
SUB-TOTAL |  |  |  |  | 0
Material Tax at ------------------------------------------------------------------------ |  |  |  | 8% | 0
Freight / Delivery at ------------------------------------------------------------------ |  |  |  | 6% | 0
Warranty at ----------------------------------------------------------------------------- |  |  |  | 4.5% | 0
TOTAL VENDOR MATERIAL PRICE |  |  |  |  | 0
SUBCONTRACTORS
Installation Subcontract |  |  |  |  | 125
VRU- 19" Single Duct, 2 row HW coil, 2-way piping package, access door, hanger brackets, Nexus autoflow |  |  |  |  | 1414
TOTAL SUBCONTRACTORS COST |  |  |  |  | 1539
PROJECT LABOR
POSITION |  | RATE | HOURS | COST
Project Manager |  | 130 | 0.5 | 65
CxA Assistance |  | 106 | 0.25 | 26.5
Hardware Engineer |  | 106 | 0.25 | 26.5
Software Engineering |  | 106 | 0.25 | 26.5
Graphics Programming |  | 106 | 0.25 | 26.5
Verification and Commissioning Technician |  | 90 | 1 | 90
JCI Electrical Installation |  | 76 | 0 | 0
Training |  | 106 | 0 | 0
TOTAL LABOR COST |  |  | 2.5 | 261
Project Labor
Project Labor |  | 261
Travel Expenses |  | 75
SUB-TOTAL |  | 336
Corporate overhead at | 0% | 0 | [7 empty] | 100%
Profit at | 0% | 0 | [7 empty] | 100%
SUB-TOTAL |  | 336
Project Vendor Material
VENDOR MATERIAL |  | 0
Corporate overhead at | 10% | 0 | [7 empty] | 90%
Profit at | 10% | 0 | [7 empty] | 90%
SUB-TOTAL |  | 0
Subcontract Labor
SUBCONTRACTS |  | 1539
Corporate overhead at | 10% | 171 | [7 empty] | 90%
Profit at | 10% | 190 | [7 empty] | 90%
SUB-TOTAL |  | 1900
Total Project
JCI Material |  | 135.9377
Project Labor |  | 336
Project Vendor Material |  | 0
Subcontractors |  | 1900
SUB-TOTAL |  | 2371.9377
Risk / Contingency at | 0% | 0
PROJECT TOTAL |  | 2371.9377

## VAV (RH, VRU-22)
Part Number | Description |  |  |  |  | QTY | Unit Price | JCI Material | Vendor Material
VAV (RH, VRU) | VAV.Single Duct |  |  |  |  | 1
MS-VMA1630-0 | VMA 3 UI & 3 BO 2 CO |  |  |  |  | 0 | 645.59 | 0
MS-ZFR1811-0 | WIRELSS FIELDBUS ROUTER |  |  |  |  | 0 | 246.87 | 0
TE-635GV-2 | FLANGE MNT 4" PLATINUM PR |  |  |  |  | 0 | 33.63 | 0
VG1241AG+9A4GGA | 1/2" 2W BALL VALVE 4.7CV |  |  |  |  | 0 | 307.84 | 0
WRZ-TTS0000-0 | SENSOR, WIRELSS, DEG F/C |  |  |  |  | 1 | 268.34 | 268.34
Y65T42-0 | TRANSFORMER UR CLASS 2 |  |  |  |  | 0 | 74.4 | 0
|  |  |  | JCI Material Subtotal |  |  | 268.34
[7 empty] | Vendor Material Subtotal | 0
JOHNSON CONTROLS MATERIAL
JCI Material List Price --------------------------------------------------------------- |  |  |  |  | 268.34
Less Discount at --------------------------------------------------------------------- |  |  |  | 57.25% | 153.6246
NET JCI Material ---------------------------------------------------------------------- |  |  |  |  | 114.7153
Escalation at --------------------------------------------------------------------------- |  |  |  | 0% | 0
SUB-TOTAL |  |  |  |  | 114.7153
Material Usage Tax at -------------------------------------------------------------- |  |  |  | 8% | 9.1772
Freight / Delivery at ------------------------------------------------------------------ |  |  |  | 6% | 6.8829
Labor Warranty at -------------------------------------------------------------------- |  |  |  | 4.5% | 5.1622
TOTAL JCI MATERIAL PRICE |  |  |  |  | 135.9377
VENDOR MATERIAL
Vendor (NON-JCI) Material Cost ------------------------------------------------ |  |  |  |  | 0
Escalation at --------------------------------------------------------------------------- |  |  |  | 0% | 0
SUB-TOTAL |  |  |  |  | 0
Material Tax at ------------------------------------------------------------------------ |  |  |  | 8% | 0
Freight / Delivery at ------------------------------------------------------------------ |  |  |  | 6% | 0
Warranty at ----------------------------------------------------------------------------- |  |  |  | 4.5% | 0
TOTAL VENDOR MATERIAL PRICE |  |  |  |  | 0
SUBCONTRACTORS
Installation Subcontract |  |  |  |  | 125
VRU- 22" Single Duct, 2 row HW coil, 2-way piping package, access door, hanger brackets, Nexus autoflow |  |  |  |  | 1475
TOTAL SUBCONTRACTORS COST |  |  |  |  | 1600
PROJECT LABOR
POSITION |  | RATE | HOURS | COST
Project Manager |  | 130 | 0.5 | 65
CxA Assistance |  | 106 | 0.25 | 26.5
Hardware Engineer |  | 106 | 0.25 | 26.5
Software Engineering |  | 106 | 0.25 | 26.5
Graphics Programming |  | 106 | 0.25 | 26.5
Verification and Commissioning Technician |  | 90 | 1 | 90
JCI Electrical Installation |  | 76 | 0 | 0
Training |  | 106 | 0 | 0
TOTAL LABOR COST |  |  | 2.5 | 261
Project Labor
Project Labor |  | 261
Travel Expenses |  | 75
SUB-TOTAL |  | 336
Corporate overhead at | 0% | 0 | [7 empty] | 100%
Profit at | 0% | 0 | [7 empty] | 100%
SUB-TOTAL |  | 336
Project Vendor Material
VENDOR MATERIAL |  | 0
Corporate overhead at | 10% | 0 | [7 empty] | 90%
Profit at | 10% | 0 | [7 empty] | 90%
SUB-TOTAL |  | 0
Subcontract Labor
SUBCONTRACTS |  | 1600
Corporate overhead at | 10% | 177.7778 | [7 empty] | 90%
Profit at | 10% | 197.5309 | [7 empty] | 90%
SUB-TOTAL |  | 1975.3086
Total Project
JCI Material |  | 135.9377
Project Labor |  | 336
Project Vendor Material |  | 0
Subcontractors |  | 1975.3086
SUB-TOTAL |  | 2447.2463
Risk / Contingency at | 0% | 0
PROJECT TOTAL |  | 2447.2463

## FCU
Part Number | Description |  |  |  |  | QTY | Unit Price | JCI Material | Vendor Material
FCU | Fan Coil |  |  |  |  | 1
A70HA-2C | DUCT,BLB,SP=35-80 F(2-26 C),STG=2 |  |  |  |  | 1 | 296.72 | 296.72
H120 | CSR,N.O.,24V,FRAC HP,N.O.,SERIES |  |  |  |  | 1 | 24.28 |  | 24.28
MRC19-PIRC | CEILING MOUNT PIR SENSOR |  |  |  |  | 1 | 259.99 | 259.99
MS-FEC1611-0 | FEC1611-0, FEC9, W/O |  |  |  |  | 1 | 657.01 | 657.01
MS-ZFR1811-0 | WIRELSS FIELDBUS ROUTER |  |  |  |  | 1 | 246.87 | 246.87
TE-635GV-2 | FLANGE MNT 4" PLATINUM PR |  |  |  |  | 1 | 33.63 | 33.63
VG1241BG+9A4GGA | 3/4" 2W BALL VALVE 4.7CV |  |  |  |  | 1 | 331.85 | 331.85
VG1241BG+9A4GGA | 3/4" 2W BALL VALVE 4.7CV |  |  |  |  | 1 | 331.85 | 331.85
WRZ-TTS0000-0 | SENSOR, WIRELSS, DEG F/C |  |  |  |  | 1 | 268.34 | 268.34
Y64T15-0 | TRANSFORMER UL CLASS 2 |  |  |  |  | 1 | 176.42 | 176.42
|  |  |  | JCI Material Subtotal |  |  | 2602.68
[7 empty] | Vendor Material Subtotal | 24.28
JOHNSON CONTROLS MATERIAL
JCI Material List Price --------------------------------------------------------------- |  |  |  |  | 2602.68
Less Discount at --------------------------------------------------------------------- |  |  |  | 57.25% | 1490.0343
NET JCI Material ---------------------------------------------------------------------- |  |  |  |  | 1112.6457
Escalation at --------------------------------------------------------------------------- |  |  |  | 0% | 0
SUB-TOTAL |  |  |  |  | 1112.6457
Material Usage Tax at -------------------------------------------------------------- |  |  |  | 8% | 89.0117
Freight / Delivery at ------------------------------------------------------------------ |  |  |  | 6% | 66.7587
Labor Warranty at -------------------------------------------------------------------- |  |  |  | 4.5% | 50.0691
TOTAL JCI MATERIAL PRICE |  |  |  |  | 1318.4852
VENDOR MATERIAL
Vendor (NON-JCI) Material Cost ------------------------------------------------ |  |  |  |  | 24.28
Escalation at --------------------------------------------------------------------------- |  |  |  | 0% | 0
SUB-TOTAL |  |  |  |  | 24.28
Material Tax at ------------------------------------------------------------------------ |  |  |  | 8% | 1.9424
Freight / Delivery at ------------------------------------------------------------------ |  |  |  | 6% | 1.4568
Warranty at ----------------------------------------------------------------------------- |  |  |  | 4.5% | 1.0926
TOTAL VENDOR MATERIAL PRICE |  |  |  |  | 28.7718
SUBCONTRACTORS
Installation Subcontract |  |  |  |  | 1200
TOTAL SUBCONTRACTORS COST |  |  |  |  | 1200
PROJECT LABOR
POSITION |  | RATE | HOURS | COST
Project Manager |  | 130 | 4 | 520
CxA Assistance |  | 106 | 2 | 212
Hardware Engineer |  | 106 | 6 | 636
Software Engineering |  | 106 | 2 | 212
Graphics Programming |  | 106 | 1 | 106
Verification and Commissioning Technician |  | 90 | 8 | 720
JCI Electrical Installation |  | 76 | 0 | 0
Training |  | 106 | 0 | 0
TOTAL LABOR COST |  |  | 23 | 2406
Project Labor
Project Labor |  | 2406
Travel Expenses |  | 225
SUB-TOTAL |  | 2631
Corporate overhead at | 0% | 0 | [7 empty] | 100%
Profit at | 0% | 0 | [7 empty] | 100%
SUB-TOTAL |  | 2631
Project Vendor Material
VENDOR MATERIAL |  | 28.7718
Corporate overhead at | 10% | 3.1969 | [7 empty] | 90%
Profit at | 10% | 3.5521 | [7 empty] | 90%
SUB-TOTAL |  | 35.5207
Subcontract Labor
SUBCONTRACTS |  | 1200
Corporate overhead at | 10% | 133.3333 | [7 empty] | 90%
Profit at | 10% | 148.1481 | [7 empty] | 90%
SUB-TOTAL |  | 1481.4815
Total Project
JCI Material |  | 1318.4852
Project Labor |  | 2631
Project Vendor Material |  | 35.5207
Subcontractors |  | 1481.4815
SUB-TOTAL |  | 5466.4874
Risk / Contingency at | 0% | 0
PROJECT TOTAL |  | 5466.4874

## FCU (dorm)
Part Number | Description |  |  |  |  | QTY | Unit Price | JCI Material | Vendor Material
FCU (dorm) | Fan Coil.TEC |  |  |  |  | 1
CSD-CF0A0-1 | SPLT/FIXED .15A W/O RELAY |  |  |  |  | 1 | 79.24 | 79.24
RIB2401B | SPDT,20A,HC=24 VAC/DC,W/LED |  |  |  |  | 1 | 11.32 |  | 11.32
RIB2401B | SPDT,20A,HC=24 VAC/DC,W/LED |  |  |  |  | 1 | 11.32 |  | 11.32
RIB2401B | SPDT,20A,HC=24 VAC/DC,W/LED |  |  |  |  | 1 | 11.32 |  | 11.32
TE-636GV-2 | TE-636GV-2 10K |  |  |  |  | 1 | 39.88 | 39.88
TEC-6-PIR | OCCY SENS COVER COMM FCU |  |  |  |  | 1 | 244.74 | 244.74
TEC2046-4 | 2 PROP 3 SPD FAN |  |  |  |  | 1 | 712.93 | 712.93
VG1241BG+906GGC | 3/4" 2W BALL VALVE 4.7CV |  |  |  |  | 1 | 413.28 | 413.28
VG1241BG+906GGC | 3/4" 2W BALL VALVE 4.7CV |  |  |  |  | 1 | 413.28 | 413.28
Y65T31-0 | TRANSFORMER UL CLASS 2 |  |  |  |  | 1 | 66.36 | 66.36
|  |  |  | JCI Material Subtotal |  |  | 1969.71
[7 empty] | Vendor Material Subtotal | 33.96
JOHNSON CONTROLS MATERIAL
JCI Material List Price --------------------------------------------------------------- |  |  |  |  | 1969.71
Less Discount at --------------------------------------------------------------------- |  |  |  | 57.25% | 1127.659
NET JCI Material ---------------------------------------------------------------------- |  |  |  |  | 842.051
Escalation at --------------------------------------------------------------------------- |  |  |  | 0% | 0
SUB-TOTAL |  |  |  |  | 842.051
Material Usage Tax at -------------------------------------------------------------- |  |  |  | 8% | 67.3641
Freight / Delivery at ------------------------------------------------------------------ |  |  |  | 6% | 50.5231
Labor Warranty at -------------------------------------------------------------------- |  |  |  | 4.5% | 37.8923
TOTAL JCI MATERIAL PRICE |  |  |  |  | 997.8305
VENDOR MATERIAL
Vendor (NON-JCI) Material Cost ------------------------------------------------ |  |  |  |  | 33.96
Escalation at --------------------------------------------------------------------------- |  |  |  | 0% | 0
SUB-TOTAL |  |  |  |  | 33.96
Material Tax at ------------------------------------------------------------------------ |  |  |  | 8% | 2.7168
Freight / Delivery at ------------------------------------------------------------------ |  |  |  | 6% | 2.0376
Warranty at ----------------------------------------------------------------------------- |  |  |  | 4.5% | 1.5282
TOTAL VENDOR MATERIAL PRICE |  |  |  |  | 40.2426
SUBCONTRACTORS
Installation Subcontract |  |  |  |  | 550
TOTAL SUBCONTRACTORS COST |  |  |  |  | 550
PROJECT LABOR
POSITION |  | RATE | HOURS | COST
Project Manager |  | 130 | 4 | 520
CxA Assistance |  | 106 | 1 | 106
Hardware Engineer |  | 106 | 6 | 636
Software Engineering |  | 106 | 1 | 106
Graphics Programming |  | 106 | 1 | 106
Verification and Commissioning Technician |  | 90 | 8 | 720
JCI Electrical Installation |  | 76 | 0 | 0
Training |  | 106 | 0 | 0
TOTAL LABOR COST |  |  | 21 | 2194
Project Labor
Project Labor |  | 2194
Travel Expenses |  | 225
SUB-TOTAL |  | 2419
Corporate overhead at | 0% | 0 | [7 empty] | 100%
Profit at | 0% | 0 | [7 empty] | 100%
SUB-TOTAL |  | 2419
Project Vendor Material
VENDOR MATERIAL |  | 40.2426
Corporate overhead at | 10% | 4.4714 | [7 empty] | 90%
Profit at | 10% | 4.9682 | [7 empty] | 90%
SUB-TOTAL |  | 49.6822
Subcontract Labor
SUBCONTRACTS |  | 550
Corporate overhead at | 10% | 61.1111 | [7 empty] | 90%
Profit at | 10% | 67.9012 | [7 empty] | 90%
SUB-TOTAL |  | 679.0123
Total Project
JCI Material |  | 997.8305
Project Labor |  | 2419
Project Vendor Material |  | 49.6822
Subcontractors |  | 679.0123
SUB-TOTAL |  | 4145.525
Risk / Contingency at | 0% | 0
PROJECT TOTAL |  | 4145.525

## NAE55
Part Number | Description |  |  |  |  | QTY | Unit Price | JCI Material | Vendor Material
NAE55 | Metasys Extended Architecture.New |  |  |  |  | 1
4683-TTM-3F | RS485 RPT,N2,MS/TP,24VAC |  |  |  |  | 2 | 218.24 |  | 218.24
MS-ZFR1811-0 | WIRELSS FIELDBUS ROUTER |  |  |  |  | 5 | 246.87 | 1234.35
MS-ZFRRPT-0 | REPEATR ACSRY FOR ZFR1811 |  |  |  |  | 5 | 121.31 | 606.55
PAG100001AC0 | PANEL, NAE5510-2, 20X24 |  |  |  |  | 1 | 18233.3496 | 18233.3496
PAWA00000HC0 | PANEL ZRF1810-0 WIRELESS |  |  |  |  | 1 | 1034.16 | 1034.16
PSH550-UPS | ENCLOSED UPS INTERFACE |  |  |  |  | 1 | 167.29 |  | 167.29
|  |  |  | JCI Material Subtotal |  |  | 21108.4096
[7 empty] | Vendor Material Subtotal | 385.53
JOHNSON CONTROLS MATERIAL
JCI Material List Price --------------------------------------------------------------- |  |  |  |  | 21108.4096
Less Discount at --------------------------------------------------------------------- |  |  |  | 57.25% | 12084.5645
NET JCI Material ---------------------------------------------------------------------- |  |  |  |  | 9023.8451
Escalation at --------------------------------------------------------------------------- |  |  |  | 0% | 0
SUB-TOTAL |  |  |  |  | 9023.8451
Material Usage Tax at -------------------------------------------------------------- |  |  |  | 8% | 721.9076
Freight / Delivery at ------------------------------------------------------------------ |  |  |  | 6% | 541.4307
Labor Warranty at -------------------------------------------------------------------- |  |  |  | 4.5% | 406.073
TOTAL JCI MATERIAL PRICE |  |  |  |  | 10693.2565
VENDOR MATERIAL
Vendor (NON-JCI) Material Cost ------------------------------------------------ |  |  |  |  | 385.53
Escalation at --------------------------------------------------------------------------- |  |  |  | 0% | 0
SUB-TOTAL |  |  |  |  | 385.53
Material Tax at ------------------------------------------------------------------------ |  |  |  | 8% | 30.8424
Freight / Delivery at ------------------------------------------------------------------ |  |  |  | 6% | 23.1318
Warranty at ----------------------------------------------------------------------------- |  |  |  | 4.5% | 17.3488
TOTAL VENDOR MATERIAL PRICE |  |  |  |  | 456.853
SUBCONTRACTORS
Installation Subcontract |  |  |  |  | 400
TOTAL SUBCONTRACTORS COST |  |  |  |  | 400
PROJECT LABOR
POSITION |  | RATE | HOURS | COST
Project Manager |  | 130 | 2 | 260
CxA Assistance |  | 106 | 0 | 0
Hardware Engineer |  | 106 | 2 | 212
Software Engineering |  | 106 | 4 | 424
Graphics Programming |  | 106 | 0 | 0
Verification and Commissioning Technician |  | 90 | 8 | 720
JCI Electrical Installation |  | 76 | 0 | 0
Training |  | 106 | 0 | 0
TOTAL LABOR COST |  |  | 16 | 1616
Project Labor
Project Labor |  | 1616
Travel Expenses |  | 150
SUB-TOTAL |  | 1766
Corporate overhead at | 0% | 0 | [7 empty] | 100%
Profit at | 0% | 0 | [7 empty] | 100%
SUB-TOTAL |  | 1766
Project Vendor Material
VENDOR MATERIAL |  | 456.853
Corporate overhead at | 10% | 50.7615 | [7 empty] | 90%
Profit at | 10% | 56.4016 | [7 empty] | 90%
SUB-TOTAL |  | 564.0161
Subcontract Labor
SUBCONTRACTS |  | 400
Corporate overhead at | 10% | 44.4444 | [7 empty] | 90%
Profit at | 10% | 49.3827 | [7 empty] | 90%
SUB-TOTAL |  | 493.8272
Total Project
JCI Material |  | 10693.2565
Project Labor |  | 1766
Project Vendor Material |  | 564.0161
Subcontractors |  | 493.8272
SUB-TOTAL |  | 13517.0997
Risk / Contingency at | 0% | 0
PROJECT TOTAL |  | 13517.0997

## NAE45
Part Number | Description |  |  |  |  | QTY | Unit Price | JCI Material | Vendor Material
NAE45 | Metasys Extended Architecture.New |  |  |  |  | 1
4683-TTM-3F | RS485 RPT,N2,MS/TP,24VAC |  |  |  |  | 1 | 218.24 |  | 218.24
MS-ZFR1811-0 | WIRELSS FIELDBUS ROUTER |  |  |  |  | 5 | 246.87 | 1234.35
MS-ZFRRPT-0 | REPEATR ACSRY FOR ZFR1811 |  |  |  |  | 5 | 121.31 | 606.55
PAGE00001FC0 | PANEL NAE4510 16X20 |  |  |  |  | 1 | 12446.7695 | 12446.7695
PAWA00000HC0 | PANEL ZRF1810-0 WIRELESS |  |  |  |  | 1 | 1034.16 | 1034.16
PSH550-UPS | ENCLOSED UPS INTERFACE |  |  |  |  | 1 | 167.29 |  | 167.29
|  |  |  | JCI Material Subtotal |  |  | 15321.8295
[7 empty] | Vendor Material Subtotal | 385.53
JOHNSON CONTROLS MATERIAL
JCI Material List Price --------------------------------------------------------------- |  |  |  |  | 15321.8295
Less Discount at --------------------------------------------------------------------- |  |  |  | 57.25% | 8771.7474
NET JCI Material ---------------------------------------------------------------------- |  |  |  |  | 6550.0821
Escalation at --------------------------------------------------------------------------- |  |  |  | 0% | 0
SUB-TOTAL |  |  |  |  | 6550.0821
Material Usage Tax at -------------------------------------------------------------- |  |  |  | 8% | 524.0066
Freight / Delivery at ------------------------------------------------------------------ |  |  |  | 6% | 393.0049
Labor Warranty at -------------------------------------------------------------------- |  |  |  | 4.5% | 294.7537
TOTAL JCI MATERIAL PRICE |  |  |  |  | 7761.8473
VENDOR MATERIAL
Vendor (NON-JCI) Material Cost ------------------------------------------------ |  |  |  |  | 385.53
Escalation at --------------------------------------------------------------------------- |  |  |  | 0% | 0
SUB-TOTAL |  |  |  |  | 385.53
Material Tax at ------------------------------------------------------------------------ |  |  |  | 8% | 30.8424
Freight / Delivery at ------------------------------------------------------------------ |  |  |  | 6% | 23.1318
Warranty at ----------------------------------------------------------------------------- |  |  |  | 4.5% | 17.3488
TOTAL VENDOR MATERIAL PRICE |  |  |  |  | 456.853
SUBCONTRACTORS
Installation Subcontract |  |  |  |  | 400
TOTAL SUBCONTRACTORS COST |  |  |  |  | 400
PROJECT LABOR
POSITION |  | RATE | HOURS | COST
Project Manager |  | 130 | 2 | 260
CxA Assistance |  | 106 | 0 | 0
Hardware Engineer |  | 106 | 2 | 212
Software Engineering |  | 106 | 4 | 424
Graphics Programming |  | 106 | 0 | 0
Verification and Commissioning Technician |  | 90 | 8 | 720
JCI Electrical Installation |  | 76 | 0 | 0
Training |  | 106 | 0 | 0
TOTAL LABOR COST |  |  | 16 | 1616
Project Labor
Project Labor |  | 1616
Travel Expenses |  | 150
SUB-TOTAL |  | 1766
Corporate overhead at | 0% | 0 | [7 empty] | 100%
Profit at | 0% | 0 | [7 empty] | 100%
SUB-TOTAL |  | 1766
Project Vendor Material
VENDOR MATERIAL |  | 456.853
Corporate overhead at | 10% | 50.7615 | [7 empty] | 90%
Profit at | 10% | 56.4016 | [7 empty] | 90%
SUB-TOTAL |  | 564.0161
Subcontract Labor
SUBCONTRACTS |  | 400
Corporate overhead at | 10% | 44.4444 | [7 empty] | 90%
Profit at | 10% | 49.3827 | [7 empty] | 90%
SUB-TOTAL |  | 493.8272
Total Project
JCI Material |  | 7761.8473
Project Labor |  | 1766
Project Vendor Material |  | 564.0161
Subcontractors |  | 493.8272
SUB-TOTAL |  | 10585.6906
Risk / Contingency at | 0% | 0
PROJECT TOTAL |  | 10585.6906

## NAE35
Part Number | Description |  |  |  |  | QTY | Unit Price | JCI Material | Vendor Material
NAE35 | Metasys Extended Architecture.New |  |  |  |  | 1
MS-ZFR1811-0 | WIRELSS FIELDBUS ROUTER |  |  |  |  | 5 | 246.87 | 1234.35
MS-ZFRRPT-0 | REPEATR ACSRY FOR ZFR1811 |  |  |  |  | 5 | 121.31 | 606.55
PAGJ00001FC0 | PANEL NAE3510 16X20 |  |  |  |  | 1 | 7102.3398 | 7102.3398
PAWA00000HC0 | PANEL ZRF1810-0 WIRELESS |  |  |  |  | 1 | 1034.16 | 1034.16
PSH550-UPS | ENCLOSED UPS INTERFACE |  |  |  |  | 1 | 167.29 |  | 167.29
|  |  |  | JCI Material Subtotal |  |  | 9977.3998
[7 empty] | Vendor Material Subtotal | 167.29
JOHNSON CONTROLS MATERIAL
JCI Material List Price --------------------------------------------------------------- |  |  |  |  | 9977.3998
Less Discount at --------------------------------------------------------------------- |  |  |  | 57.25% | 5712.0614
NET JCI Material ---------------------------------------------------------------------- |  |  |  |  | 4265.3384
Escalation at --------------------------------------------------------------------------- |  |  |  | 0% | 0
SUB-TOTAL |  |  |  |  | 4265.3384
Material Usage Tax at -------------------------------------------------------------- |  |  |  | 8% | 341.2271
Freight / Delivery at ------------------------------------------------------------------ |  |  |  | 6% | 255.9203
Labor Warranty at -------------------------------------------------------------------- |  |  |  | 4.5% | 191.9402
TOTAL JCI MATERIAL PRICE |  |  |  |  | 5054.426
VENDOR MATERIAL
Vendor (NON-JCI) Material Cost ------------------------------------------------ |  |  |  |  | 167.29
Escalation at --------------------------------------------------------------------------- |  |  |  | 0% | 0
SUB-TOTAL |  |  |  |  | 167.29
Material Tax at ------------------------------------------------------------------------ |  |  |  | 8% | 13.3832
Freight / Delivery at ------------------------------------------------------------------ |  |  |  | 6% | 10.0374
Warranty at ----------------------------------------------------------------------------- |  |  |  | 4.5% | 7.5281
TOTAL VENDOR MATERIAL PRICE |  |  |  |  | 198.2387
SUBCONTRACTORS
Installation Subcontract |  |  |  |  | 400
TOTAL SUBCONTRACTORS COST |  |  |  |  | 400
PROJECT LABOR
POSITION |  | RATE | HOURS | COST
Project Manager |  | 130 | 2 | 260
CxA Assistance |  | 106 | 0 | 0
Hardware Engineer |  | 106 | 2 | 212
Software Engineering |  | 106 | 4 | 424
Graphics Programming |  | 106 | 0 | 0
Verification and Commissioning Technician |  | 90 | 8 | 720
JCI Electrical Installation |  | 76 | 0 | 0
Training |  | 106 | 0 | 0
TOTAL LABOR COST |  |  | 16 | 1616
Project Labor
Project Labor |  | 1616
Travel Expenses |  | 150
SUB-TOTAL |  | 1766
Corporate overhead at | 0% | 0 | [7 empty] | 100%
Profit at | 0% | 0 | [7 empty] | 100%
SUB-TOTAL |  | 1766
Project Vendor Material
VENDOR MATERIAL |  | 198.2387
Corporate overhead at | 10% | 22.0265 | [7 empty] | 90%
Profit at | 10% | 24.4739 | [7 empty] | 90%
SUB-TOTAL |  | 244.7391
Subcontract Labor
SUBCONTRACTS |  | 400
Corporate overhead at | 10% | 44.4444 | [7 empty] | 90%
Profit at | 10% | 49.3827 | [7 empty] | 90%
SUB-TOTAL |  | 493.8272
Total Project
JCI Material |  | 5054.426
Project Labor |  | 1766
Project Vendor Material |  | 244.7391
Subcontractors |  | 493.8272
SUB-TOTAL |  | 7558.9923
Risk / Contingency at | 0% | 0
PROJECT TOTAL |  | 7558.9923

## NCE
Part Number | Description |  |  |  |  | QTY | Unit Price | JCI Material | Vendor Material
NCE | Metasys Extended Architecture.New |  |  |  |  | 1
MS-ZFR1811-0 | WIRELSS FIELDBUS ROUTER |  |  |  |  | 5 | 246.87 | 1234.35
MS-ZFRRPT-0 | REPEATR ACSRY FOR ZFR1811 |  |  |  |  | 5 | 121.31 | 606.55
PARE00001BH0 | PANEL, MS-NCE2560-0 24X36 |  |  |  |  | 1 | 5002.2402 | 5002.2402
PAWA00000HC0 | PANEL ZRF1810-0 WIRELESS |  |  |  |  | 1 | 1034.16 | 1034.16
PSH550-UPS | ENCLOSED UPS INTERFACE |  |  |  |  | 1 | 167.29 |  | 167.29
|  |  |  | JCI Material Subtotal |  |  | 7877.3002
[7 empty] | Vendor Material Subtotal | 167.29
JOHNSON CONTROLS MATERIAL
JCI Material List Price --------------------------------------------------------------- |  |  |  |  | 7877.3002
Less Discount at --------------------------------------------------------------------- |  |  |  | 57.25% | 4509.7544
NET JCI Material ---------------------------------------------------------------------- |  |  |  |  | 3367.5458
Escalation at --------------------------------------------------------------------------- |  |  |  | 0% | 0
SUB-TOTAL |  |  |  |  | 3367.5458
Material Usage Tax at -------------------------------------------------------------- |  |  |  | 8% | 269.4037
Freight / Delivery at ------------------------------------------------------------------ |  |  |  | 6% | 202.0528
Labor Warranty at -------------------------------------------------------------------- |  |  |  | 4.5% | 151.5396
TOTAL JCI MATERIAL PRICE |  |  |  |  | 3990.5418
VENDOR MATERIAL
Vendor (NON-JCI) Material Cost ------------------------------------------------ |  |  |  |  | 167.29
Escalation at --------------------------------------------------------------------------- |  |  |  | 0% | 0
SUB-TOTAL |  |  |  |  | 167.29
Material Tax at ------------------------------------------------------------------------ |  |  |  | 8% | 13.3832
Freight / Delivery at ------------------------------------------------------------------ |  |  |  | 6% | 10.0374
Warranty at ----------------------------------------------------------------------------- |  |  |  | 4.5% | 7.5281
TOTAL VENDOR MATERIAL PRICE |  |  |  |  | 198.2387
SUBCONTRACTORS
Installation Subcontract |  |  |  |  | 400
TOTAL SUBCONTRACTORS COST |  |  |  |  | 400
PROJECT LABOR
POSITION |  | RATE | HOURS | COST
Project Manager |  | 130 | 2 | 260
CxA Assistance |  | 106 | 0 | 0
Hardware Engineer |  | 106 | 2 | 212
Software Engineering |  | 106 | 4 | 424
Graphics Programming |  | 106 | 0 | 0
Verification and Commissioning Technician |  | 90 | 8 | 720
JCI Electrical Installation |  | 76 | 0 | 0
Training |  | 106 | 0 | 0
TOTAL LABOR COST |  |  | 16 | 1616
Project Labor
Project Labor |  | 1616
Travel Expenses |  | 150
SUB-TOTAL |  | 1766
Corporate overhead at | 0% | 0 | [7 empty] | 100%
Profit at | 0% | 0 | [7 empty] | 100%
SUB-TOTAL |  | 1766
Project Vendor Material
VENDOR MATERIAL |  | 198.2387
Corporate overhead at | 10% | 22.0265 | [7 empty] | 90%
Profit at | 10% | 24.4739 | [7 empty] | 90%
SUB-TOTAL |  | 244.7391
Subcontract Labor
SUBCONTRACTS |  | 400
Corporate overhead at | 10% | 44.4444 | [7 empty] | 90%
Profit at | 10% | 49.3827 | [7 empty] | 90%
SUB-TOTAL |  | 493.8272
Total Project
JCI Material |  | 3990.5418
Project Labor |  | 1766
Project Vendor Material |  | 244.7391
Subcontractors |  | 493.8272
SUB-TOTAL |  | 6495.1081
Risk / Contingency at | 0% | 0
PROJECT TOTAL |  | 6495.1081

## DGMCS
Part Number | Description |  |  |  |  | QTY | Unit Price | JCI Material | Vendor Material
DGMCS | Non-DDC |  |  |  |  | 1
Filter | Disposable corrosive sample filter |  |  |  |  | 1 | 29 |  | 29
Horn/Lights | Kele |  |  |  |  | 2 | 170 |  | 340
MIDAS | Honeywell MIDAS |  |  |  |  | 1 | 1220 |  | 1220
Tubing- EXH | Exhaust Poly tubing (100') |  |  |  |  | 1 | 38 |  | 38
Tubing- IN | Inlet teflon tubing (100') |  |  |  |  | 1 | 300 |  | 300
Union | 1/4" tube |  |  |  |  | 1 | 5 |  | 5
|  |  |  | JCI Material Subtotal |  |  | 0
[7 empty] | Vendor Material Subtotal | 1932
JOHNSON CONTROLS MATERIAL
JCI Material List Price --------------------------------------------------------------- |  |  |  |  | 0
Less Discount at --------------------------------------------------------------------- |  |  |  | 57.25% | 0
NET JCI Material ---------------------------------------------------------------------- |  |  |  |  | 0
Escalation at --------------------------------------------------------------------------- |  |  |  | 0% | 0
SUB-TOTAL |  |  |  |  | 0
Material Usage Tax at -------------------------------------------------------------- |  |  |  | 8% | 0
Freight / Delivery at ------------------------------------------------------------------ |  |  |  | 6% | 0
Labor Warranty at -------------------------------------------------------------------- |  |  |  | 4.5% | 0
TOTAL JCI MATERIAL PRICE |  |  |  |  | 0
VENDOR MATERIAL
Vendor (NON-JCI) Material Cost ------------------------------------------------ |  |  |  |  | 1932
Escalation at --------------------------------------------------------------------------- |  |  |  | 0% | 0
SUB-TOTAL |  |  |  |  | 1932
Material Tax at ------------------------------------------------------------------------ |  |  |  | 8% | 154.56
Freight / Delivery at ------------------------------------------------------------------ |  |  |  | 6% | 115.92
Warranty at ----------------------------------------------------------------------------- |  |  |  | 4.5% | 86.94
TOTAL VENDOR MATERIAL PRICE |  |  |  |  | 2289.42
SUBCONTRACTORS
Subcontract - Field Service Commissioning & GUI programming |  |  |  |  | 3200
Subcontract- Installation |  |  |  |  | 2350
TOTAL SUBCONTRACTORS COST |  |  |  |  | 5550
PROJECT LABOR
POSITION |  | RATE | HOURS | COST
Project Manager |  | 130 | 4 | 520
CxA Assistance |  | 106 | 0 | 0
Hardware Engineer |  | 106 | 4 | 424
Software Engineering |  | 106 | 4 | 424
Graphics Programming |  | 106 | 0 | 0
Verification and Commissioning Technician |  | 90 | 16 | 1440
JCI Electrical Installation |  | 76 | 0 | 0
Training |  | 106 | 0 | 0
TOTAL LABOR COST |  |  | 28 | 2808
Project Labor
Project Labor |  | 2808
Travel Expenses |  | 300
SUB-TOTAL |  | 3108
Corporate overhead at | 0% | 0 | [7 empty] | 100%
Profit at | 0% | 0 | [7 empty] | 100%
SUB-TOTAL |  | 3108
Project Vendor Material
VENDOR MATERIAL |  | 2289.42
Corporate overhead at | 10% | 254.38 | [7 empty] | 90%
Profit at | 10% | 282.6444 | [7 empty] | 90%
SUB-TOTAL |  | 2826.4444
Subcontract Labor
SUBCONTRACTS |  | 5550
Corporate overhead at | 10% | 616.6667 | [7 empty] | 90%
Profit at | 10% | 685.1852 | [7 empty] | 90%
SUB-TOTAL |  | 6851.8519
Total Project
JCI Material |  | 0
Project Labor |  | 3108
Project Vendor Material |  | 2826.4444
Subcontractors |  | 6851.8519
SUB-TOTAL |  | 12786.2963
Risk / Contingency at | 0% | 0
PROJECT TOTAL |  | 12786.2963

## Fire Alarm
Part Number | Description |  |  |  |  | QTY | Unit Price | JCI Material | Vendor Material
Fire Alarm | Non-DDC |  |  |  |  | 1
2951J | SMOKE DETECTOR HEAD,PHOTO |  |  |  |  | 4 | 108.8 | 435.2
2951JR | DUCT DETECTOR HEAD,PHOTO |  |  |  |  | 8 | 129 | 1032
ACPS-610 | BATTERY CHARGER,GEL CELL |  |  |  |  | 1 | 1987.2 | 1987.2
B210LP | BASE,SMOKE DETECTOR,INTLG |  |  |  |  | 4 | 24 | 96
BAT-12180-BP | BAT-12180-BP,BULKPACK(2EA |  |  |  |  | 1 | 417.32 | 417.32
BATTERY-7AH | BUDGETED-7AH Battery Cost |  |  |  |  | 2 | 30 |  | 60
BB-25 | CABINET,ELECTRONICS,MULTI |  |  |  |  | 1 | 263.4 | 263.4
DNR | DUCT DETECTOR,LOW FLOW |  |  |  |  | 8 | 214.8 | 1718.4
DST5 | SAMPLING TUBE,5 FEET |  |  |  |  | 8 | 28.8 | 230.4
IFC-320R | FIRE ALARM PANEL,120VAC |  |  |  |  | 1 | 4308.9102 | 4308.9102
JABS-2D | BACKBOX,ANNUNCIATOR,2MOD |  |  |  |  | 1 | 367.6 | 367.6
JBG-12LX | PULL STATION,DUAL AC,INTL |  |  |  |  | 4 | 198.72 | 794.88
LCD-160 | ANNUNCIATOR,LCD/KEY,3030 |  |  |  |  | 1 | 1533.46 | 1533.46
M300MJ | MODULE,ADDRSBL,MONTOR,SNG |  |  |  |  | 6 | 96.72 | 580.32
M300RJ | MODULE,ADDRSBL,CONTRL,DUL |  |  |  |  | 12 | 144.8 | 1737.6
P2R | HORN STROBE,2WIRE,RED |  |  |  |  | 15 | 112.72 | 1690.8
RA100Z | REMOTE LED |  |  |  |  | 8 | 45 | 360
RTS151 | REMOTE TEST STATION |  |  |  |  | 8 | 85.96 | 687.68
SR | STROBE,STD,WALL,RED |  |  |  |  | 21 | 83.8 | 1759.8001
TR-320 | TRIM RING,CABINET,IFC-320 |  |  |  |  | 1 | 218.6 | 218.6
UBS-1 | CABINET FOR UDACT |  |  |  |  | 1 | 208.64 | 208.64
UDACT-2 | DIGITAL COMMUNICATOR, |  |  |  |  | 1 | 1035 | 1035
|  |  |  | JCI Material Subtotal |  |  | 21463.2102
[7 empty] | Vendor Material Subtotal | 60
JOHNSON CONTROLS MATERIAL
JCI Material List Price --------------------------------------------------------------- |  |  |  |  | 21463.2102
Less Discount at --------------------------------------------------------------------- |  |  |  | 57.25% | 12287.6879
NET JCI Material ---------------------------------------------------------------------- |  |  |  |  | 9175.5224
Escalation at --------------------------------------------------------------------------- |  |  |  | 0% | 0
SUB-TOTAL |  |  |  |  | 9175.5224
Material Usage Tax at -------------------------------------------------------------- |  |  |  | 8% | 734.0418
Freight / Delivery at ------------------------------------------------------------------ |  |  |  | 6% | 550.5313
Labor Warranty at -------------------------------------------------------------------- |  |  |  | 4.5% | 412.8985
TOTAL JCI MATERIAL PRICE |  |  |  |  | 10872.994
VENDOR MATERIAL
Vendor (NON-JCI) Material Cost ------------------------------------------------ |  |  |  |  | 60
Escalation at --------------------------------------------------------------------------- |  |  |  | 0% | 0
SUB-TOTAL |  |  |  |  | 60
Material Tax at ------------------------------------------------------------------------ |  |  |  | 8% | 4.8
Freight / Delivery at ------------------------------------------------------------------ |  |  |  | 6% | 3.6
Warranty at ----------------------------------------------------------------------------- |  |  |  | 4.5% | 2.7
TOTAL VENDOR MATERIAL PRICE |  |  |  |  | 71.1
SUBCONTRACTORS
Subcontract - Part Spares |  |  |  |  | 750
Subcontract - Installation & Panel Mount |  |  |  |  | 12000
TOTAL SUBCONTRACTORS COST |  |  |  |  | 12750
PROJECT LABOR
POSITION |  | RATE | HOURS | COST
Project Manager |  | 130 | 40 | 5200
CxA Assistance |  | 106 | 0 | 0
Hardware Engineer |  | 106 | 40 | 4240
Software Engineering |  | 106 | 8 | 848
Graphics Programming |  | 106 | 0 | 0
Verification and Commissioning Technician |  | 90 | 16 | 1440
JCI Electrical Installation |  | 76 | 0 | 0
Training |  | 106 | 8 | 848
TOTAL LABOR COST |  |  | 104 | 12576
Project Labor
Project Labor |  | 12576
Travel Expenses |  | 975
SUB-TOTAL |  | 13551
Corporate overhead at | 0% | 0 | [7 empty] | 100%
Profit at | 0% | 0 | [7 empty] | 100%
SUB-TOTAL |  | 13551
Project Vendor Material
VENDOR MATERIAL |  | 71.1
Corporate overhead at | 10% | 7.9 | [7 empty] | 90%
Profit at | 10% | 8.7778 | [7 empty] | 90%
SUB-TOTAL |  | 87.7778
Subcontract Labor
SUBCONTRACTS |  | 12750
Corporate overhead at | 10% | 1416.6667 | [7 empty] | 90%
Profit at | 10% | 1574.0741 | [7 empty] | 90%
SUB-TOTAL |  | 15740.7407
Total Project
JCI Material |  | 10872.994
Project Labor |  | 13551
Project Vendor Material |  | 87.7778
Subcontractors |  | 15740.7407
SUB-TOTAL |  | 40252.5125
Risk / Contingency at | 0% | 0
PROJECT TOTAL |  | 40252.5125

## Lab Pressure
Part Number | Description |  |  |  |  | QTY | Unit Price | JCI Material | Vendor Material
Lab Pressure Control | [5 empty] | 1
TRIATEK | Single Blade Supply Valve, Single Blade Gen Exahust Valve, Single Blade Damper, Fume Hood Controller, Lon Temp and/or Humidity Sensor, Purge Button, Room Pressure Monitor |  |  |  |  | 1 | 9218.45 |  | 9218.45
|  |  |  | JCI Material Subtotal |  |  | 0
[7 empty] | Vendor Material Subtotal | 9218.45
JOHNSON CONTROLS MATERIAL
JCI Material List Price --------------------------------------------------------------- |  |  |  |  | 0
Less Discount at --------------------------------------------------------------------- |  |  |  | 57.25% | 0
NET JCI Material ---------------------------------------------------------------------- |  |  |  |  | 0
Escalation at --------------------------------------------------------------------------- |  |  |  | 0% | 0
SUB-TOTAL |  |  |  |  | 0
Material Usage Tax at -------------------------------------------------------------- |  |  |  | 8% | 0
Freight / Delivery at ------------------------------------------------------------------ |  |  |  | 6% | 0
Labor Warranty at -------------------------------------------------------------------- |  |  |  | 4.5% | 0
TOTAL JCI MATERIAL PRICE |  |  |  |  | 0
VENDOR MATERIAL
Vendor (NON-JCI) Material Cost ------------------------------------------------ |  |  |  |  | 9218.45
Escalation at --------------------------------------------------------------------------- |  |  |  | 0% | 0
SUB-TOTAL |  |  |  |  | 9218.45
Material Tax at ------------------------------------------------------------------------ |  |  |  | 8% | 737.476
Freight / Delivery at ------------------------------------------------------------------ |  |  |  | 6% | 553.107
Warranty at ----------------------------------------------------------------------------- |  |  |  | 4.5% | 414.8302
TOTAL VENDOR MATERIAL PRICE |  |  |  |  | 10923.8633
SUBCONTRACTORS
Installation Subcontract |  |  |  |  | 2200
TOTAL SUBCONTRACTORS COST |  |  |  |  | 2200
PROJECT LABOR
POSITION |  | RATE | HOURS | COST
Project Manager |  | 130 | 4 | 520
CxA Assistance |  | 106 | 8 | 848
Hardware Engineer |  | 106 | 4 | 424
Software Engineering |  | 106 | 0 | 0
Graphics Programming |  | 106 | 4 | 424
Verification and Commissioning Technician |  | 90 | 4 | 360
JCI Electrical Installation |  | 76 | 0 | 0
Training |  | 106 | 0 | 0
TOTAL LABOR COST |  |  | 24 | 2576
Project Labor
Project Labor |  | 2576
Travel Expenses |  | 225
SUB-TOTAL |  | 2801
Corporate overhead at | 0% | 0 | [7 empty] | 100%
Profit at | 0% | 0 | [7 empty] | 100%
SUB-TOTAL |  | 2801
Project Vendor Material
VENDOR MATERIAL |  | 10923.8633
Corporate overhead at | 10% | 1213.7626 | [7 empty] | 90%
Profit at | 10% | 1348.6251 | [7 empty] | 90%
SUB-TOTAL |  | 13486.2509
Subcontract Labor
SUBCONTRACTS |  | 2200
Corporate overhead at | 10% | 244.4444 | [7 empty] | 90%
Profit at | 10% | 271.6049 | [7 empty] | 90%
SUB-TOTAL |  | 2716.0494
Total Project
JCI Material |  | 0
Project Labor |  | 2801
Project Vendor Material |  | 13486.2509
Subcontractors |  | 2716.0494
SUB-TOTAL |  | 19003.3003
Risk / Contingency at | 0% | 0
PROJECT TOTAL |  | 19003.3003

## Lab Volume
Part Number | Description |  |  |  |  | QTY | Unit Price | JCI Material | Vendor Material
Lab Volumetric Offset | [5 empty] | 1
TRIATEK | Single Blad Supply Valve, Single Blade Gen Exhaust Valve, Single Blade Damper, Fume Hood Controller, Lon Temp and/or Humidity Sensor, Purge Button |  |  |  |  | 1 | 7888.55 |  | 7888.55
|  |  |  | JCI Material Subtotal |  |  | 0
[7 empty] | Vendor Material Subtotal | 7888.55
JOHNSON CONTROLS MATERIAL
JCI Material List Price --------------------------------------------------------------- |  |  |  |  | 0
Less Discount at --------------------------------------------------------------------- |  |  |  | 57.25% | 0
NET JCI Material ---------------------------------------------------------------------- |  |  |  |  | 0
Escalation at --------------------------------------------------------------------------- |  |  |  | 0% | 0
SUB-TOTAL |  |  |  |  | 0
Material Usage Tax at -------------------------------------------------------------- |  |  |  | 8% | 0
Freight / Delivery at ------------------------------------------------------------------ |  |  |  | 6% | 0
Labor Warranty at -------------------------------------------------------------------- |  |  |  | 4.5% | 0
TOTAL JCI MATERIAL PRICE |  |  |  |  | 0
VENDOR MATERIAL
Vendor (NON-JCI) Material Cost ------------------------------------------------ |  |  |  |  | 7888.55
Escalation at --------------------------------------------------------------------------- |  |  |  | 0% | 0
SUB-TOTAL |  |  |  |  | 7888.55
Material Tax at ------------------------------------------------------------------------ |  |  |  | 8% | 631.084
Freight / Delivery at ------------------------------------------------------------------ |  |  |  | 6% | 473.313
Warranty at ----------------------------------------------------------------------------- |  |  |  | 4.5% | 354.9848
TOTAL VENDOR MATERIAL PRICE |  |  |  |  | 9347.9317
SUBCONTRACTORS
Installation Subcontract |  |  |  |  | 1700
TOTAL SUBCONTRACTORS COST |  |  |  |  | 1700
PROJECT LABOR
POSITION |  | RATE | HOURS | COST
Project Manager |  | 130 | 4 | 520
CxA Assistance |  | 106 | 8 | 848
Hardware Engineer |  | 106 | 4 | 424
Software Engineering |  | 106 | 0 | 0
Graphics Programming |  | 106 | 4 | 424
Verification and Commissioning Technician |  | 90 | 4 | 360
JCI Electrical Installation |  | 76 | 0 | 0
Training |  | 106 | 0 | 0
TOTAL LABOR COST |  |  | 24 | 2576
Project Labor
Project Labor |  | 2576
Travel Expenses |  | 225
SUB-TOTAL |  | 2801
Corporate overhead at | 0% | 0 | [7 empty] | 100%
Profit at | 0% | 0 | [7 empty] | 100%
SUB-TOTAL |  | 2801
Project Vendor Material
VENDOR MATERIAL |  | 9347.9317
Corporate overhead at | 10% | 1038.6591 | [7 empty] | 90%
Profit at | 10% | 1154.0656 | [7 empty] | 90%
SUB-TOTAL |  | 11540.6565
Subcontract Labor
SUBCONTRACTS |  | 1700
Corporate overhead at | 10% | 188.8889 | [7 empty] | 90%
Profit at | 10% | 209.8765 | [7 empty] | 90%
SUB-TOTAL |  | 2098.7654
Total Project
JCI Material |  | 0
Project Labor |  | 2801
Project Vendor Material |  | 11540.6565
Subcontractors |  | 2098.7654
SUB-TOTAL |  | 16440.4219
Risk / Contingency at | 0% | 0
PROJECT TOTAL |  | 16440.4219

## York WCCs
WATER-COOLED CHILLERS
Model | YMC2 | YMC2 | YMC2 | YMC2 | YK | YK | YK | YK (Medium Voltage) | YVWA
Type | Magnetic Bearing | Magnetic Bearing | Magnetic Bearing | Magnetic Bearing | Centrifugal | Centrifugal | Centrifugal | Centrifugal | VSD Screw
Capacity | 175 | 200 | 250 | 500 | 250 | 500 | 1000 | 2000 | 125
List Price | 432261 | 431100 | 446944 | 606287 | 373474 | 503598 | 759736 | 1843329 | 222764.5
GT Price (National Account) | 128860.21 | 127575 | 132450.72 | 177824.33 | 116259.2 | 148093 | 244246.98 | 483495.58 | 61087
GT Multiplier (FYI only) | 0.29811 | 0.29593 | 0.29635 | 0.2933 | 0.31129 | 0.29407 | 0.32149 | 0.26229 | 0.27422
Options Included | 460V/3/60 | 460V/3/60 | 460V/3/60 | 460V/3/60 | 460V/3/60 | 460V/3/60 | 460V/3/60 | 4160V/3/60 | 460V/3/60
| VSD with filter | VSD with filter | VSD with filter | VSD with filter | VSD with filter | VSD with filter | VSD with filter | VSD with filter | VSD without filter
| 2-pass evap/cond | 2-pass evap/cond | 2-pass evap/cond | 2-pass evap/cond | 2-pass evap/cond | 2-pass evap/cond | 2-pass evap/cond | 2-pass evap/cond | 2-pass evap/cond
| Standard .025" tubes | Standard .025" tubes | Standard .025" tubes | Standard .025" tubes | Standard .025" tubes | Standard .025" tubes | Standard .025" tubes | Standard .025" tubes | Standard .025" tubes
| Water Connection Flanges | Water Connection Flanges | Water Connection Flanges | Water Connection Flanges | Water Connection Flanges | Water Connection Flanges | Water Connection Flanges | Water Connection Flanges | Water Connection Flanges
| Waterbox hinges | Waterbox hinges | Waterbox hinges | Waterbox hinges | Marine Water Boxes | Marine Water Boxes | Marine Water Boxes | Marine Water Boxes | 3/4" insultaion
| Marine Water Boxes | Marine Water Boxes | Marine Water Boxes | Marine Water Boxes | 3/4" insultaion | 3/4" insultaion | 3/4" insultaion | 3/4" insultaion | Neoprene pads
| 3/4" insultaion | 3/4" insultaion | 3/4" insultaion | 3/4" insultaion | Neoprene pads | Neoprene pads | Neoprene pads | Neoprene pads | Standard Warranty
| Neoprene pads | Neoprene pads | Neoprene pads | Neoprene pads | Standard Warranty | Standard Warranty | Standard Warranty | Standard Warranty | BACnet E-Link
| HG Bypass to 10% | HG Bypass to 10% | Standard Warranty | Standard Warranty | Factory test with two points | Factory test with two points | Factory test with two points | Factory test with two points | Capacity at ARI conditions
| Standard Warranty | Standard Warranty | Factory test with two points | Factory test with two points | BACnet E-Link | BACnet E-Link | BACnet E-Link | BACnet E-Link | SP CB with lockable handle
| Factory test with two points | Factory test with two points | BACnet E-Link | BACnet E-Link | Sediment Accumulator | Sediment Accumulator | Sediment Accumulator | Sediment Accumulator | Low sound kit
| BACnet E-Link | BACnet E-Link | Sediment Accumulator | Sediment Accumulator | Capacity at ARI conditions | Capacity at ARI conditions | Capacity at ARI conditions | Capacity at ARI conditions | Factory test with two points
| Sediment Accumulator | Sediment Accumulator | Capacity at ARI conditions | Capacity at ARI conditions |  |  | Waterbox hinges | Waterbox hinges
| Capacity at ARI conditions | Capacity at ARI conditions | [5 empty] | Dual Oil Filters
OPTIONS NOT INCLUDED | Heat Pump or Heat Recovery Duty
Additional Test Points
Sound testing
Customer witnessing of tests
Additional insulation
Davit arms
Hot gas bypass
Extended warranties

## York ACCs
AIR-COOLED CHILLERS
Model | YVAA0178 | YVAA0248 | YVAA0305 | YVAA0345 | YVAA0428 | YLAA0101HE | YCAL0056EE
Type | VSD-Screw | VSD-Screw | VSD-Screw | VSD-Screw | VSD-Screw | Scroll | Scroll
Capacity | 150 | 200 | 250 | 300 | 400 | 100 | 50
List Price | 351636 | 495359 | 405303 | 384267 | 530447 | 134188.14 | 84589
GT Price (National Account) | 92838.71 | 123815.61 | 134863.42 | 140276.95 | 178839.01 | 40113 | 22741
GT Multiplier (FYI only) | 0.26402 | 0.24995 | 0.33275 | 0.36505 | 0.33715 | 0.29893 | 0.26884
Options Included | Optimized compressor | Optimized compressor | Optimized compressor | Optimized compressor | Optimized compressor | Optimized compressor | Standard Scroll compressor
| Ultra quiet fans | Ultra quiet fans | Ultra quiet fans | Ultra quiet fans | Ultra quiet fans | Ultra quiet fans with VSD control | Ultra quiet fans
| Service isolation valves | Service isolation valves | Service isolation valves | Service isolation valves | Service isolation valves | Service isolation valves | Service isolation valves
| Wire/louvered enslosure | Wire/louvered enslosure | Wire/louvered enslosure | Wire/louvered enslosure | Wire/louvered enslosure | Wire/louvered enslosure | Wire (full unit) enslosure
| Neoprene isolators | Neoprene isolators | Neoprene isolators | Neoprene isolators | Neoprene isolators | Neoprene isolators | Neoprene isolators
| BACnet comm | BACnet comm | BACnet comm | BACnet comm | BACnet comm | BACnet comm | BACnet comm
| SP breaker | SP breaker | SP breaker | SP breaker | SP terminal block with ind circuit breaker | SP breaker | SP breaker
| Flow switch | Flow switch | Flow switch | Flow switch | Flow switch | Flow switch | Flow switch
| Standard warranty, including refrigerant | Standard warranty, including refrigerant | Standard warranty, including refrigerant | Standard warranty, including refrigerant | Standard warranty, including refrigerant | Standard warranty, including refrigerant | Standard warranty, including refrigerant
| Control transformer | Control transformer | Control transformer | Control transformer | Control transformer | NO pump kit | NO pump kit
| 460/3/60 service | 460/3/60 service | 460/3/60 service | 460/3/60 service | 460/3/60 service | High ambient kit | High ambient kit
| Low sound kit | Low sound kit | Low sound kit | Low sound kit | Low sound kit | Hot gas bypass | Hot gas bypass
| Rated at ARI Conditions | Rated at ARI Conditions | Rated at ARI Conditions | Rated at ARI Conditions | Rated at ARI Conditions | 460/3/60 service | 460/3/60 service
| NO pump kit | NO pump kit | NO pump kit | NO pump kit | NO pump kit

## York AHUs
SOLUTION AHUS
Model | XTI-54x84 | XTI-84x126 | XTO-84x126 | YCI-84x126
Type | Solution (Indoor) | Solution (Indoor) | Solution (Outdoor) | Custom (Indoor)
Capacity | 10,000 cfm | 25,000 cfm | 25,000 cfm | 25,000 cfm
List Price | 60736 | 112416 | 136355 | 126635
GT Price (National Account) | 20655.5 | 41057.86 | 52559.75 | 46261.74
GT Multiplier (FYI only) | 0.34009 | 0.36523 | 0.38546 | 0.36532
Options Included | Mixing Box with Dampers (OA/RA) | Mixing Box with Dampers (OA/RA) | Mixing Box with Dampers (OA/RA) | Mixing Box with Dampers (OA/RA)
| Rigid Filter Section | Rigid Filter Section | Rigid Filter Section | Rigid Filter Section
| Chilled Water Coil | Chilled Water Coil | Chilled Water Coil | Chilled Water Coil
| UV Lights | UV Lights | UV Lights | UV Lights
| Supply Fan with VFD, 460/3/60 | Supply Fan with VFD, 460/3/60 | Supply Fan with VFD, 460/3/60 | Supply Fan with VFD, 460/3/60
| ODP Motor | ODP Motor | ODP Motor | ODP Motor
| Non-fused disconnect | Non-fused disconnect | Non-fused disconnect | Non-fused disconnect
| Manual Bypass | Manual Bypass | Manual Bypass | Manual Bypass
| Single point power | Single point power | Single point power | Single point power
| Merv 8/MERV 13 Filters | Merv 8/MERV 13 Filters | Merv 8/MERV 13 Filters | Merv 8/MERV 13 Filters
| Filter gauges | Filter gauges | Filter gauges | Filter gauges
| Plenum Fan (Driect Drive) | Plenum Fan (Driect Drive) | Plenum Fan (Driect Drive) | Plenum Fan (Driect Drive)
| Access door viewports | Access door viewports | Access door viewports | Access door viewports
| Thermal break doors | Thermal break doors | Thermal break doors | Thermal break doors
| 2" spring isolation | 2" spring isolation | 2" spring isolation | 2" spring isolation
| Shaft grounding ring | Shaft grounding ring | Shaft grounding ring | Shaft grounding ring
| Lights in access sections | Lights in access sections | Lights in access sections | Lights in access sections
| GFCI Outlet in fan section | GFCI Outlet in fan section | GFCI Outlet in fan section | GFCI Outlet in fan section
| 6" baserail | 6" baserail | 6" baserail | 6" baserail
| Shippling Split(s) | Shippling Split(s) | Shippling Split(s) | Shippling Split(s)
| 1% Leakage @ +/- 8" ESP | 1% Leakage @ +/- 8" ESP | 1% Leakage @ +/- 8" ESP | .5% Leakage @ +/- 10" ESP
| 2" walls | 2" walls | 2" walls | 2" walls
14" tall, flat, insulated curb
CHW Coil Pipe Chase (36")

## JCI VRUs
VRU Part # | JH30640202-JB103011 | JH30840202-JB103011 | JH31040202-JB103011 | JH31240202-JB103011 | H31440202-JB103011 | JH31640202-JB103011 | JH31940202-JB103011 | JH32240202-JB103011
Inlet Size | 6" | 8" | 10" | 12" | 14" | 16" | 19" | 22"
JCI Cost (including freight) | 987 | 993.6 | 1016.28 | 1036.8 | 1077.84 | 1105.92 | 1202.04 | 1253.88
GT Price | 1161.1765 | 1168.9412 | 1195.6235 | 1219.7647 | 1268.0471 | 1301.0824 | 1414.1647 | 1475.1529
Options Included | 2-row Hot Water Coil | 2-row Hot Water Coil | 2-row Hot Water Coil | 2-row Hot Water Coil | 2-row Hot Water Coil | 2-row Hot Water Coil | 2-row Hot Water Coil | 2-row Hot Water Coil
| 2-way piping package | 2-way piping package | 2-way piping package | 2-way piping package | 2-way piping package | 2-way piping package | 2-way piping package | 2-way piping package
| VMA Controller | VMA Controller | VMA Controller | VMA Controller | VMA Controller | VMA Controller | VMA Controller | VMA Controller
| Duct SA Temp Sensor | Duct SA Temp Sensor | Duct SA Temp Sensor | Duct SA Temp Sensor | Duct SA Temp Sensor | Duct SA Temp Sensor | Duct SA Temp Sensor | Duct SA Temp Sensor
| Wireless flag | Wireless flag | Wireless flag | Wireless flag | Wireless flag | Wireless flag | Wireless flag | Wireless flag
| VG1241 Control Valve | VG1241 Control Valve | VG1241 Control Valve | VG1241 Control Valve | VG1241 Control Valve | VG1241 Control Valve | VG1241 Control Valve | VG1241 Control Valve
| 1/2" Close Cell Foam | 1/2" Close Cell Foam | 1/2" Close Cell Foam | 1/2" Close Cell Foam | 1/2" Close Cell Foam | 1/2" Close Cell Foam | 1/2" Close Cell Foam | 1/2" Close Cell Foam
| Access door | Access door | Access door | Access door | Access door | Access door | Access door | Access door
| 22 ga casing | 22 ga casing | 22 ga casing | 22 ga casing | 22 ga casing | 22 ga casing | 22 ga casing | 22 ga casing
| Controls enclosure | Controls enclosure | Controls enclosure | Controls enclosure | Controls enclosure | Controls enclosure | Controls enclosure | Controls enclosure
| Hanger brackets | Hanger brackets | Hanger brackets | Hanger brackets | Hanger brackets | Hanger brackets | Hanger brackets | Hanger brackets
| Autoflow | Manual balancing valve | Manual balancing valve | Manual balancing valve | Manual balancing valve | Manual balancing valve | Manual balancing valve | Manual balancing valve
FAN POWERED VRUS
VRU Part # | JH50642232-JB103011 | JH50843232-JB103011 | JH51044232-JB103011 | JH51245232-JB103011 | JH51446232-JB103011 | JH51646232-JB103011
Inlet Size | 6" | 8" | 10" | 12" | 14" | 16"
JCI Cost (including freight) | 1645.92 | 1708.56 | 1762.56 | 1856.52 | 1922.4 | 2387.88
GT Price | 1936.3765 | 2010.0706 | 2073.6 | 2184.1412 | 2261.6471 | 2809.2706
Options Included | 2-row Hot Water Coil | 2-row Hot Water Coil | 2-row Hot Water Coil | 2-row Hot Water Coil | 2-row Hot Water Coil | 2-row Hot Water Coil
| 2-way piping package | 2-way piping package | 2-way piping package | 2-way piping package | 2-way piping package | 2-way piping package
| VMA Controller | VMA Controller | VMA Controller | VMA Controller | VMA Controller | VMA Controller
| Duct SA Temp Sensor | Duct SA Temp Sensor | Duct SA Temp Sensor | Duct SA Temp Sensor | Duct SA Temp Sensor | Duct SA Temp Sensor
| Wireless flag | Wireless flag | Wireless flag | Wireless flag | Wireless flag | Wireless flag
| VG1241 Control Valve | VG1241 Control Valve | VG1241 Control Valve | VG1241 Control Valve | VG1241 Control Valve | VG1241 Control Valve
| 1/2" Close Cell Foam | 1/2" Close Cell Foam | 1/2" Close Cell Foam | 1/2" Close Cell Foam | 1/2" Close Cell Foam | 1/2" Close Cell Foam
| Access door | Access door | Access door | Access door | Access door | Access door
| 22 ga casing | 22 ga casing | 22 ga casing | 22 ga casing | 22 ga casing | 22 ga casing
| Controls enclosure | Controls enclosure | Controls enclosure | Controls enclosure | Controls enclosure | Controls enclosure
| Hanger brackets | Hanger brackets | Hanger brackets | Hanger brackets | Hanger brackets | Hanger brackets
| Manual balancing valve | Manual balancing valve | Manual balancing valve | Manual balancing valve | Manual balancing valve | Manual balancing valve
| 120V/1 ECM Fan Motor | 120V/1 ECM Fan Motor | 120V/1 ECM Fan Motor | 120V/1 ECM Fan Motor | 120V/1 ECM Fan Motor | 120V/1 ECM Fan Motor
ALL VRUS INCLUDE | 6": Submittals
Programming
Control Testing
Piping Pressure Testing
Validation

## JCI VAVs & PIUs
VAVs & PIUs
Model | TSS | TSS | TSS | TSS | TSS | TSS | TSS | TSS | TSS-EH | TSS-EH | TSS-EH | TSS-EH | TSS-EH | TSS-EH | TSS-EH | TSS-EH | TVS-EH | TVS-EH | TVS-EH | TVS-EH | TVS-EH | TVS-EH
Type | VAV Cooling | VAV Cooling | VAV Cooling | VAV Cooling | VAV Cooling | VAV Cooling | VAV Cooling | VAV Cooling | VAV Elec Heat | VAV Elec Heat | VAV Elec Heat | VAV Elec Heat | VAV Elec Heat | VAV Elec Heat | VAV Elec Heat | VAV Elec Heat | Parallel PIU Elec Heat | Parallel PIU Elec Heat | Parallel PIU Elec Heat | Parallel PIU Elec Heat | Parallel PIU Elec Heat | Parallel PIU Elec Heat
Inlet Size | 04 | 05 | 06 | 08 | 10 | 12 | 14 | 16 | 04 | 05 | 06 | 08 | 10 | 12 | 14 | 16 | 06 | 08 | 10 | 12 | 14 | 16
List Price | 504.5733 | 504.5733 | 504.5733 | 515.5733 | 534.5733 | 552.5733 | 593.5733 | 611.5733 | 861.0667 | 861.0667 | 861.0667 | 895.0667 | 988.0667 | 1078.0667 | 1444.1471 | 1530.1471 | 2033.0303 | 2083.0303 | 2200.0303 | 2526.0303 | 2655.0303 | 2700.0303
GT Price | 445.2118 | 445.2118 | 445.2118 | 454.9176 | 471.6824 | 487.5647 | 523.7412 | 539.6235 | 759.7647 | 759.7647 | 759.7647 | 789.7647 | 871.8235 | 951.2353 | 1155.3176 | 1224.1176 | 1578.5882 | 1617.4118 | 1708.2588 | 1961.3882 | 2061.5529 | 2096.4941
Discount Multiplier | 0.88235 | 0.88235 | 0.88235 | 0.88235 | 0.88235 | 0.88235 | 0.88235 | 0.88235 | 0.88235 | 0.88235 | 0.88235 | 0.88235 | 0.88235 | 0.88235 | 0.8 | 0.8 | 0.77647 | 0.77647 | 0.77647 | 0.77647 | 0.77647 | 0.77647
Options Included | QTY 1, 5 Day Quickship | QTY 1, 5 Day Quickship | QTY 1, 5 Day Quickship | QTY 1, 5 Day Quickship | QTY 1, 5 Day Quickship | QTY 1, 5 Day Quickship | QTY 1, 5 Day Quickship | QTY 1, 5 Day Quickship | QTY 1, 5 Day Quickship | QTY 1, 5 Day Quickship | QTY 1, 5 Day Quickship | QTY 1, 5 Day Quickship | QTY 1, 5 Day Quickship | QTY 1, 5 Day Quickship | QTY 1, 5 Day Quickship | QTY 1, 5 Day Quickship | QTY 1, 5 Day Quickship | QTY 1, 5 Day Quickship | QTY 1, 5 Day Quickship | QTY 1, 5 Day Quickship | QTY 1, 5 Day Quickship | QTY 1, 5 Day Quickship
| JCI Factory Mounted Controls | JCI Factory Mounted Controls | JCI Factory Mounted Controls | JCI Factory Mounted Controls | JCI Factory Mounted Controls | JCI Factory Mounted Controls | JCI Factory Mounted Controls | JCI Factory Mounted Controls | JCI Factory Mounted Controls | JCI Factory Mounted Controls | JCI Factory Mounted Controls | JCI Factory Mounted Controls | JCI Factory Mounted Controls | JCI Factory Mounted Controls | JCI Factory Mounted Controls | JCI Factory Mounted Controls | JCI Factory Mounted Controls | JCI Factory Mounted Controls | JCI Factory Mounted Controls | JCI Factory Mounted Controls | JCI Factory Mounted Controls | JCI Factory Mounted Controls
| 22 Gauge Constrution | 22 Gauge Constrution | 22 Gauge Constrution | 22 Gauge Constrution | 22 Gauge Constrution | 22 Gauge Constrution | 22 Gauge Constrution | 22 Gauge Constrution | 22 Gauge Constrution | 22 Gauge Constrution | 22 Gauge Constrution | 22 Gauge Constrution | 22 Gauge Constrution | 22 Gauge Constrution | 22 Gauge Constrution | 22 Gauge Constrution | 20 Gauge Constrution | 20 Gauge Constrution | 20 Gauge Constrution | 20 Gauge Constrution | 20 Gauge Constrution | 20 Gauge Constrution
| Hanger Brackets | Hanger Brackets | Hanger Brackets | Hanger Brackets | Hanger Brackets | Hanger Brackets | Hanger Brackets | Hanger Brackets | Hanger Brackets | Hanger Brackets | Hanger Brackets | Hanger Brackets | Hanger Brackets | Hanger Brackets | Hanger Brackets | Hanger Brackets | Hanger Brackets | Hanger Brackets | Hanger Brackets | Hanger Brackets | Hanger Brackets | Hanger Brackets
| 1/2" Closed Cell Foam Insulation | 1/2" Closed Cell Foam Insulation | 1/2" Closed Cell Foam Insulation | 1/2" Closed Cell Foam Insulation | 1/2" Closed Cell Foam Insulation | 1/2" Closed Cell Foam Insulation | 1/2" Closed Cell Foam Insulation | 1/2" Closed Cell Foam Insulation | 1/2" Closed Cell Foam Insulation | 1/2" Closed Cell Foam Insulation | 1/2" Closed Cell Foam Insulation | 1/2" Closed Cell Foam Insulation | 1/2" Closed Cell Foam Insulation | 1/2" Closed Cell Foam Insulation | 1/2" Closed Cell Foam Insulation | 1/2" Closed Cell Foam Insulation | 1/2" Closed Cell Foam Insulation | 1/2" Closed Cell Foam Insulation | 1/2" Closed Cell Foam Insulation | 1/2" Closed Cell Foam Insulation | 1/2" Closed Cell Foam Insulation | 1/2" Closed Cell Foam Insulation
| Access plate in terminal casing | Access plate in terminal casing | Access plate in terminal casing | Access plate in terminal casing | Access plate in terminal casing | Access plate in terminal casing | Access plate in terminal casing | Access plate in terminal casing | 277/1 Single Point Power | 277/1 Single Point Power | 277/1 Single Point Power | 277/1 Single Point Power | 277/1 Single Point Power | 460/3 Single Point Power | 460/3 Single Point Power | 460/3 Single Point Power | 460/3 Single Point Power to Elec Heat | 460/3 Single Point Power to Elec Heat | 460/3 Single Point Power to Elec Heat | 460/3 Single Point Power to Elec Heat | 460/3 Single Point Power to Elec Heat | 460/3 Single Point Power to Elec Heat

## JCI FCUs
FCUS
Model | FWX | FWI-C | FHP | FNP | FHX | FNX | AHI | AVI
Type | Floor Mounted Exposed Flat Top | Floor Mounted Exposed Sloped Top | Horizontal Concealed Low Profile | Horizontal Concealed High Performance | Horizontal Exposed Low Profile | Horizontal Exposed High Performance | Horizontal Belt Drive Concealed | Vertical Belt Drive Concealed
Cabinet Size | 06 | 03 | 40 | 14 | 40 | 14 | 20 | 20
List Price | 3850 | 2691 | 3788 | 5443 | 4178 | 6445 | 5940 | 6415
GT Price | 2124.2941 | 1484.7988 | 2090.0847 | 3003.2553 | 2305.2729 | 3556.1235 | 3927.3882 | 4241.4471
Discount Multiplier | 0.55176 | 0.55176 | 0.55176 | 0.55176 | 0.55176 | 0.55176 | 0.66118 | 0.66118
*Special Quotes Fees | 1000 | 1000 | 1000 | 1000 | 1000 | 1000 | 500 | 500
*Not included in the list pricing above
Options Included | QTY 1, Standard Leadtime | QTY 1, Standard Leadtime | QTY 1, Standard Leadtime | QTY 1, Standard Leadtime | QTY 1, Standard Leadtime | QTY 1, Standard Leadtime | QTY 1, Standard Leadtime | QTY 1, Standard Leadtime
| 115/1 ECM Motor Direct Drive | 115/1 PSC Motor Direct Drive | Galvanized Unit Casing | Galvanized Unit Casing | Painted Unit Casing | Painted Unit Casing | Galvanized Unit Casing | Galvanized Unit Casing
| 3 Row Chilled Water | 3 Row Chilled Water | 115/1 ECM Motor Direct Drive | 115/1 3 Speed ECM Motor Direct Drive | 115/1 ECM Motor Direct Drive | 115/1 3 Speed ECM Motor Direct Drive | 460/3 Premium Efficiency 1 HP Motor | 460/3 Premium Efficiency 1 HP Motor
| 1 Row Hot Water | 1 Row Hot Water | 4 Row Chilled Water | 4 Row Chilled Water | 4 Row Chilled Water | 4 Row Chilled Water | External Spring Vibration Isolation | External Spring Vibration Isolation
| Stainless Steel Coil Casing | Galvanized Coil Casing | 2 Row Hot Water | 2 Row Hot Water | 2 Row Hot Water | 2 Row Hot Water | 6 Row Chilled Water | 3" Base Rail
| 1/2" Closed Cell Foam Insulation | 1/2" Closed Cell Foam Insulation | 1/2" Fiberglass Insulation | 1/2" Fiberglass Insulation | 1/2" Fiberglass Insulation | 1/2" Fiberglass Insulation | 2 Row Hot Water | 6 Row Chilled Water
| 1" Pleater MERV 8 Filter | 1" Pleater MERV 8 Filter | Stainless Steel Coil Casing | Stainless Steel Coil Casing | Stainless Steel Coil Casing | Stainless Steel Coil Casing | 1" Fiberglass Insulation | 2 Row Hot Water
| 16 Gauge Front Panel | 16 Gauge Front Panel | 1" Pleater MERV 8 Filter | 2" Pleater MERV 8 Filter | 1" Pleater MERV 8 Filter | 2" Pleater MERV 8 Filter | Stainless Steel Coil Casing | 1" Fiberglass Insulation
| Leveling Legs | Leveling Legs | Bottom Hinged Electrical Enclosure | Filter Bottom Access | Bottom Hinged Electrical Enclosure | Filter Bottom Access | Double Wall Hinged Doors with Lift and Turn Fasteners | Stainless Steel Coil Casing
| Standard Height and Width | Standard Height and Width | Stainless Steel Drain Pan | Stainless Steel Drain Pan | Stainless Steel Drain Pan | Stainless Steel Drain Pan | 2" Pleated MERV 8 Filter | Double Wall Hinged Doors with Lift and Turn Fasteners
| 4" Falseback | Extended End Pocket | Relays and Transformers | Relays and Transformers | Relays and Transformers | Relays and Transformers | Stainless Steel Drain Pan | 2" Pleated MERV 8 Filter
| Stainless Steel Drain Pan | Tamper Proof Fasteners | Toggle Disconnect Switch | Toggle Disconnect Switch | Toggle Disconnect Switch | Toggle Disconnect Switch | Disconnect Switch | Stainless Steel Drain Pan
| Plastic Drain Pan Under Coil Connection | Stainless Steel Drain Pan | Drain Pan Float Switch | Drain Pan Float Switch | Drain Pan Float Switch | Drain Pan Float Switch | Starter, Motor Fusing, and Transformers | Disconnect Switch
| Relays and Transformers | Plastic Drain Pan Under Coil Connection | Factory Mounted FEC Controller | Factory Mounted FEC Controller | Bottom Stamped Louvered Return Grille | Bottom Aluminum Single Deflection Grille | Drain Pan Float Switch | Starter, Motor Fusing, and Transformers
| Toggle Disconnect Switch | Relays and Transformers | Assembled Piping Package (Shipped Loose) | Assembled Piping Package (Shipped Loose) | Front Stamped Louvered Supply Grille | Front Aluminum Double Deflection Grille | Factory Mounted FEC Controller | Drain Pan Float Switch
| Stamped Louvered Return Grille | Toggle Disconnect Switch | 2 Way 0-10V Modulating Control Valve | 2 Way 0-10V Modulating Control Valve | Pearl White Satin Paint Color | Pearl White Satin Paint Color | Oversized Controls Enclosure | Factory Mounted FEC Controller
| Stamped Louvered Supply Grille | Drain Pan Float Switch | Griswold Flow Con K Cartridge Flow Device | Griswold Flow Con K Cartridge Flow Device | Factory Mounted FEC Controller | Factory Mounted FEC Controller |  | Oversized Controls Enclosure
| Motorized OA Damper | Open Toe Space Return (no grille) | Manual Ball Valve with Memory Stop | Manual Ball Valve with Memory Stop | Assembled Piping Package (Shipped Loose) | Assembled Piping Package (Shipped Loose)
| OA Wall Box | Stamped Louvered Supply Grille | Y Strainer with Blowdown | Y Strainer with Blowdown | 2 Way 0-10V Modulating Control Valve | 2 Way 0-10V Modulating Control Valve
| Pearl White Satin Paint Color | Pearl White Satin Paint Color | Unions | Unions | Griswold Flow Con K Cartridge Flow Device | Griswold Flow Con K Cartridge Flow Device | Doesn't include piping package or control valve | Doesn't include piping package or control valve
| Drain Pan Float Switch | Factory Mounted FEC Controller | PT Ports | PT Ports | Manual Ball Valve with Memory Stop | Manual Ball Valve with Memory Stop
| Factory Mounted FEC Controller | Factory Mounted Piping Package |  |  | Y Strainer with Blowdown | Y Strainer with Blowdown
| Factory Mounted Piping Package | 2 Way PIC Valve |  |  | Unions | Unions
| 2 Way 0-10V Modulating Control Valve | Manual Ball Valve with Memory Stop |  |  | PT Ports | PT Ports
| Griswold Flow Con K Cartridge Flow Device | Y Strainer with Blowdown
| Manual Ball Valve with Memory Stop | Unions
| Y Strainer with Blowdown | PT Ports
| Unions | Insulated straight pipe in piping package
PT Ports

## JCI RTUs
RTUS
Description | Series 5 RTU | Series 10 RTU | Series 20 RTU
Model Number | J05ZEE15P4TZZ40001 | J10ZRE18W4TZZ70001 | J20ZRC00M4TZZ30003
Type | Packaged RTU Cooling with Electric Heat | Packaged RTU Cooling with Electric Heat | Packaged RTU Cooling with Electric Heat
Tons | 5 Ton | 10 Ton | 20 Ton
EER/SEER | 14.00 SEER | 11.2 EER | 12.1 EER
List Price | 15878 | 24678 | 44966
GT Price | 5375 | 8155.22 | 14945.5
Discount Multiplier | 0.33852 | 0.33047 | 0.33237
Freight | 525 | 525 | 525
Options Included | QTY 1, Standard Leadtime | QTY 1, Standard Leadtime | QTY 1, Standard Leadtime
| Single Stage Cooling | Two Stage Cooling with Hot Gas Reheat | Two Stage Cooling with Hot Gas Reheat
| 15 kW Two Stage Factory Installed Electric Heat | 18 kW Two Stage Factory Installed Electric Heat | [Shipped Loose] 36 kW Two Stage Electric Heat
| 1.5 HP Standard Static Belt Drive Blower | 3 HP High Static Belt Drive Blower | 10 HP High Static Belt Drive Blower
| Economizer and Hood | Low Leak Economizer w/Barometric Relief and Power Exhaust and Hoods (Bottom or Horizontal End Return Only) | Low Leak Economizer w/Barometric Relief and Power Exhaust and Hoods (Bottom Return Only)
| 460-3-60 | 460-3-60 | 460-3-60
| Microchannel Condenser Coil | Microchannel Condenser Coil | Copper Tube/Aluminum Fin Condenser Coil
| Powered Convenience Outlet (110 VAC / 15 Amp) | Powered Convenience Outlet (110 VAC / 15 Amp) | Powered Convenience Outlet (110 VAC / 15 Amp)
| HACR Circuit Breaker/Disconnect | HACR Circuit Breaker/Disconnect | Non Fused Disconnect Switch
| Hinged & Tool Free Filter, Motor and Elec'l Access Panels | Hinged Access Panels | Hinged & Tool Free Filter, Blower, Motor and Electrical Access Panels
| Simplicity® SE Controller with Gateway to BACnet MS/TP (Programmable to Modbus or N2) Protocol with Discharge Air Sensor, Return Air, and Outside Air Sensor | Simplicity® SE Controller with Gateway to BACnet MS/TP (Programmable to Modbus or N2) Protocol with Discharge Air Sensor, Return Air, and Outside Air Sensor | Simplicity® SE Controller with Gateway to BACnet MS/TP (Programmable to Modbus or N2) Protocol with Discharge Air Sensor, Return Air, and Outside Air Sensor
| Phase Monitor | Phase Monitor | Phase Monitor
| Coil Guard | Coil Guard | Coil Guard
| Stainless Steel Drain Pan | Stainless Steel Drain Pan | Stainless Steel Drain Pan
| [Shipped Loose] Roof Curb - 14" High, Flat, Uninsulated, Full Perimeter (Shipped Knocked Down) | IntelliSpeed control of the VFD and Manual Bypass based on stages of cooling (Provides Single Zone VAV Fan Operation as defined by ASHRAE 90.1 section 6.4.3.10) | Double Wall
| [Shipped Loose] Kit, Dual Enthalpy Field Installed (Includes both an Outdoor Air Enthalpy Sensor and a Return Air Enthalpy/Humidity Sensor) | [Shipped Loose] Roof Curb - 14" High, Flat, Uninsulated, Full Perimeter (Shipped Knocked Down) | IntelliSpeed control of the VFD and Manual Bypass based on stages of cooling (Provides Single Zone VAV Fan Operation as defined by ASHRAE 90.1 section 6.4.3.10)
| [Shipped Loose] Power Exhaust Kit-460-3-60 | [Shipped Loose] Kit, Dual Enthalpy Field Installed (Includes both an Outdoor Air Enthalpy Sensor and a Return Air Enthalpy/Humidity Sensor) | [Shipped Loose] Roof Curb - 14" High, Flat, Uninsulated, Full Perimeter (Shipped Knocked Down)
[Shipped Loose] Kit, Dual Enthalpy Field Installed (Includes both an Outdoor Air Enthalpy Sensor and a Return Air Enthalpy/Humidity Sensor)

## VRF
Material | MLP | STD PRICE | GT PRICE
TIWM006B21S | 1016 | 609.6 | 717.1765
TIWM008B21S | 1064 | 638.4 | 751.0588
TIWM012B21S | 1101 | 660.6 | 777.1765 | WALL MOUNTED
TIWM015B21S | 1208 | 724.8 | 852.7059
TIWM018B21S | 1270 | 762 | 896.4706
TIWM024B21S | 1376 | 825.6 | 971.2941
YVAHR360B41S | 54729 | 32837.4 | 38632.2353
YVAHR360B31S | 52262 | 31357.2 | 36890.8235
YVAHR336B41S | 50693 | 30415.8 | 35783.2941 | HEAT RECOVERY OUTDOOR UNITS 31= 208/230 41=460
YVAHR336B31S | 49227 | 29536.2 | 34748.4706
YVAHR312B41S | 44674 | 26804.4 | 31534.5882
YVAHR312B31S | 43594 | 26156.4 | 30772.2353
YVAHR288B41S | 41999 | 25199.4 | 29646.3529
YVAHR288B31S | 40011 | 24006.6 | 28243.0588
YVAHR264B41S | 39316 | 23589.6 | 27752.4706
YVAHR264B31S | 37528 | 22516.8 | 26490.3529
YVAHR240B41S | 32331 | 19398.6 | 22821.8824
YVAHR240B31S | 30743 | 18445.8 | 21700.9412
YVAHR216B41S | 30900 | 18540 | 21811.7647
YVAHR216B31S | 29400 | 17640 | 20752.9412
YVAHR192B41S | 29468 | 17680.8 | 20800.9412
YVAHR192B31S | 28056 | 16833.6 | 19804.2353
YVAHR168B41S | 27909 | 16745.4 | 19700.4706
YVAHR168B31S | 26543 | 15925.8 | 18736.2353
YVAHR144B41S | 20143 | 12085.8 | 14218.5882
YVAHR144B31S | 19149 | 11489.4 | 13516.9412
YVAHR120B41S | 15991 | 9594.6 | 11287.7647
YVAHR120B31S | 15197 | 9118.2 | 10727.2941
YVAHR096B41S | 14447 | 8668.2 | 10197.8824
YVAHR096B31S | 13741 | 8244.6 | 9699.5294
YVAHR072B41S | 13362 | 8017.2 | 9432
YVAHR072B31S | 12702 | 7621.2 | 8966.1176
YVAHP360B41S | 41853 | 25111.8 | 29543.2941
YVAHP360B31S | 39109 | 23465.4 | 27606.3529
YVAHP336B41S | 40502 | 24301.2 | 28589.6471 | HEAT PUMP OUTDOOR UNITS 31= 208/230 41=460
YVAHP336B31S | 38117 | 22870.2 | 26906.1176
YVAHP312B41S | 36192 | 21715.2 | 25547.2941
YVAHP312B31S | 33667 | 20200.2 | 23764.9412
YVAHP288B41S | 35020 | 21012 | 24720
YVAHP288B31S | 33312 | 19987.2 | 23514.3529
YVAHP264B41S | 33909 | 20345.4 | 23935.7647
YVAHP264B31S | 32253 | 19351.8 | 22766.8235
YVAHP240B41S | 29100 | 17460 | 20541.1765
YVAHP240B31S | 27887 | 16732.2 | 19684.9412
YVAHP216B41S | 27335 | 16401 | 19295.2941
YVAHP216B31S | 26736 | 16041.6 | 18872.4706
YVAHP192B41S | 23522 | 14113.2 | 16603.7647
YVAHP192B31S | 22293 | 13375.8 | 15736.2353
YVAHP168B41S | 21930 | 13158 | 15480
YVAHP168B31S | 20866 | 12519.6 | 14728.9412
YVAHP144B41S | 18071 | 10842.6 | 12756
YVAHP144B31S | 17659 | 10595.4 | 12465.1765
YVAHP120B41S | 12964 | 7778.4 | 9151.0588
YVAHP120B31S | 12320 | 7392 | 8696.4706
YVAHP096B41S | 11451 | 6870.6 | 8083.0588
YVAHP096B31S | 10893 | 6535.8 | 7689.1765
YVAHP072B41S | 10381 | 6228.6 | 7327.7647
YVAHP072B31S | 9875 | 5925 | 6970.5882
YIFE015B21S | 1676 | 1005.6 | 1183.0588
YIFE012B21S | 1636 | 981.6 | 1154.8235 | FLOOR EXPOSED
YIFE008B21S | 1536 | 921.6 | 1084.2353
YIFE006B21S | 1508 | 904.8 | 1064.4706
YIFC015B21S | 1544 | 926.4 | 1089.8824
YIFC012B21S | 1516 | 909.6 | 1070.1176 | FLOOR CONCEALED
YIFC008B21S | 1448 | 868.8 | 1022.1176
YIFC006B21S | 1436 | 861.6 | 1013.6471
YIDS018B21S | 1851 | 1110.6 | 1306.5882
YIDS015B21S | 1787 | 1072.2 | 1261.4118 | SLIM DUCTED
YIDS012B21S | 1656 | 993.6 | 1168.9412
YIDS008B21S | 1588 | 952.8 | 1120.9412
YIDS006B21S | 1540 | 924 | 1087.0588
YIDM048B21S | 2882 | 1729.2 | 2034.3529
YIDM036B21S | 2607 | 1564.2 | 1840.2353
YIDM030B21S | 2348 | 1408.8 | 1657.4118 | DUCTED MEDIUM STATIC
YIDM024B21S | 2106 | 1263.6 | 1486.5882
YIDM018B21S | 1983 | 1189.8 | 1399.7647
YIDM015B21S | 1930 | 1158 | 1362.3529
YIDM012B21S | 1777 | 1066.2 | 1254.3529
YIDM008B21S | 1716 | 1029.6 | 1211.2941
YIDM006B21S | 1685 | 1011 | 1189.4118
YIDH048B21S | 2984 | 1790.4 | 2106.3529
YIDH036B21S | 2713 | 1627.8 | 1915.0588
YIDH030B21S | 2474 | 1484.4 | 1746.3529 | DUCTED HIGH STATIC
YIDH024B21S | 2193 | 1315.8 | 1548
YIDH018B21S | 2079 | 1247.4 | 1467.5294
YICS036B21S | 3112 | 1867.2 | 2196.7059
YICS030B21S | 2560 | 1536 | 1807.0588 | CEILING SUSPENDED
YICS024B21S | 2076 | 1245.6 | 1465.4118
YICS015B21S | 1916 | 1149.6 | 1352.4706
YICM018B21S | 1700 | 1020 | 1200
YICM015B21S | 1684 | 1010.4 | 1188.7059 | 4-WAY MINI CASSETTE
YICM012B21S | 1608 | 964.8 | 1135.0588
YICM008B21S | 1536 | 921.6 | 1084.2353
YIC4036B21S | 2451 | 1470.6 | 1730.1176
YIC4030B21S | 1896 | 1137.6 | 1338.3529 | 4-WAY CASSETTE
YIC4024B21S | 1745 | 1047 | 1231.7647
YIC4018B21S | 1560 | 936 | 1101.1765
YIC4015B21S | 1498 | 898.8 | 1057.4118
YIC4012B21S | 1421 | 852.6 | 1003.0588
YIC1015B21S | 1776 | 1065.6 | 1253.6471
YIC1012B21S | 1680 | 1008 | 1185.8824 | 1- WAY CASSETTE
YIC1008B21S | 1547 | 928.2 | 1092
YIC1006B21S | 1467 | 880.2 | 1035.5294
CIW01 | 233 | 139.8 | 164.4706 | STANDARD WIRED CONTROLLER
CIS01 | 156 | 93.6 | 110.1176 | SIMPLIFIED WIRED CONTROLLER
CIR01 | 67 | 40.2 | 47.2941 | REMOTE CONTROLLER
CCCA01 | 4029 | 2417.4 | 2844 | COMPUTERIZED CONTROLLER
CBN01 | 8704 | 5222.4 | 6144 | BACnet INTERFACE
CCM01 | 1740 | 1044 | 1228.2353 | MINI CENTRAL STATION
CCL01 | 3289 | 1973.4 | 2321.6471 | LARGE CENTRAL STATION

## VAV Box Install (Turnkey)
Part Number | Description |  |  |  |  | QTY | Unit Price | JCI Material | Vendor Material
VAV Box Turnkey Installation | [5 empty] | 1
|  |  |  | JCI Material Subtotal |  |  | 0
[7 empty] | Vendor Material Subtotal | 0
JOHNSON CONTROLS MATERIAL
JCI Material List Price --------------------------------------------------------------- |  |  |  |  | 0
Less Discount at --------------------------------------------------------------------- |  |  |  | 57.25% | 0
NET JCI Material ---------------------------------------------------------------------- |  |  |  |  | 0
Escalation at --------------------------------------------------------------------------- |  |  |  | 0% | 0
SUB-TOTAL |  |  |  |  | 0
Material Usage Tax at -------------------------------------------------------------- |  |  |  | 8% | 0
Freight / Delivery at ------------------------------------------------------------------ |  |  |  | 6% | 0
Labor Warranty at -------------------------------------------------------------------- |  |  |  | 4.5% | 0
TOTAL JCI MATERIAL PRICE |  |  |  |  | 0
VENDOR MATERIAL
Vendor (NON-JCI) Material Cost ------------------------------------------------ |  |  |  |  | 0
Escalation at --------------------------------------------------------------------------- |  |  |  | 0% | 0
SUB-TOTAL |  |  |  |  | 0
Material Tax at ------------------------------------------------------------------------ |  |  |  | 8% | 0
Freight / Delivery at ------------------------------------------------------------------ |  |  |  | 6% | 0
Warranty at ----------------------------------------------------------------------------- |  |  |  | 4.5% | 0
TOTAL VENDOR MATERIAL PRICE |  |  |  |  | 0
SUBCONTRACTORS
VAV Box with HW Rheat, Controls, Valve |  |  |  |  | 1356
Sheetmetal, ductwork modifications, insulation |  |  |  |  | 7139
Installation Materials |  |  |  |  | 415
TOTAL SUBCONTRACTORS COST |  |  |  |  | 8910
PROJECT LABOR
POSITION |  | RATE | HOURS | COST
Project Manager |  | 130 | 2 | 260
Mechanical Labor |  | 89 | 20 | 1780
Hardware Engineer |  | 106 | 8 | 848
Software Engineering |  | 106 | 0 | 0
Graphics Programming |  | 106 | 1 | 106
Verification and Commissioning Technician |  | 90 | 8 | 720
JCI Electrical Installation |  | 76 | 4.5 | 342
Training |  | 106 | 0 | 0
TOTAL LABOR COST |  |  | 43.5 | 4056
Project Labor
Project Labor |  | 4056
Travel Expenses |  | 350
SUB-TOTAL |  | 4406
Corporate overhead at | 0% | 0 | [7 empty] | 100%
Profit at | 0% | 0 | [7 empty] | 100%
SUB-TOTAL |  | 4406
Project Vendor Material
VENDOR MATERIAL |  | 0
Corporate overhead at | 10% | 0 | [7 empty] | 90%
Profit at | 10% | 0 | [7 empty] | 90%
SUB-TOTAL |  | 0
Subcontract Labor
SUBCONTRACTS |  | 8910
Corporate overhead at | 10% | 990 | [7 empty] | 90%
Profit at | 10% | 1100 | [7 empty] | 90%
SUB-TOTAL |  | 11000
Total Project
JCI Material |  | 0
Project Labor |  | 4406
Project Vendor Material |  | 0
Subcontractors |  | 11000
SUB-TOTAL |  | 15406
Risk / Contingency at | 0% | 0
PROJECT TOTAL |  | 15406

## VFD Install (Turnkey)
Part Number | Description |  |  |  |  | QTY | Unit Price | JCI Material | Vendor Material
VFD | Miscellaneous |  |  |  |  | 1
VS020111A-N0000 | 20 hp VSD with N2 comm & manual bypass |  |  |  |  | 1 | 3020.13 | 3020.13
|  |  |  | JCI Material Subtotal |  |  | 3020.13
[7 empty] | Vendor Material Subtotal | 0
JOHNSON CONTROLS MATERIAL
JCI Material List Price --------------------------------------------------------------- |  |  |  |  | 3020.13
Less Discount at --------------------------------------------------------------------- |  |  |  | 57.25% | 1729.0244
NET JCI Material ---------------------------------------------------------------------- |  |  |  |  | 1291.1056
Escalation at --------------------------------------------------------------------------- |  |  |  | 0% | 0
SUB-TOTAL |  |  |  |  | 1291.1056
Material Usage Tax at -------------------------------------------------------------- |  |  |  | 8% | 103.2884
Freight / Delivery at ------------------------------------------------------------------ |  |  |  | 6% | 77.4663
Labor Warranty at -------------------------------------------------------------------- |  |  |  | 4.5% | 58.0998
TOTAL JCI MATERIAL PRICE |  |  |  |  | 1529.9601
VENDOR MATERIAL
Vendor (NON-JCI) Material Cost ------------------------------------------------ |  |  |  |  | 0
Escalation at --------------------------------------------------------------------------- |  |  |  | 0% | 0
SUB-TOTAL |  |  |  |  | 0
Material Tax at ------------------------------------------------------------------------ |  |  |  | 8% | 0
Freight / Delivery at ------------------------------------------------------------------ |  |  |  | 6% | 0
Warranty at ----------------------------------------------------------------------------- |  |  |  | 4.5% | 0
TOTAL VENDOR MATERIAL PRICE |  |  |  |  | 0
SUBCONTRACTORS
Installation Subcontract- Demo, Install of new VFD |  |  |  |  | 3025
Installation materials |  |  |  |  | 605
VFD start-up |  |  |  |  | 400
TOTAL SUBCONTRACTORS COST |  |  |  |  | 4030
PROJECT LABOR
POSITION |  | RATE | HOURS | COST
Project Manager |  | 130 | 4 | 520
CxA Assistance |  | 106 | 0 | 0
Hardware Engineer |  | 106 | 2 | 212
Software Engineering |  | 106 | 1 | 106
Graphics Programming |  | 106 | 0 | 0
Verification and Commissioning Technician |  | 90 | 20 | 1800
JCI Electrical Installation |  | 76 | 0 | 0
Training |  | 106 | 0 | 0
TOTAL LABOR COST |  |  | 27 | 2638
Project Labor
Project Labor |  | 2638
Travel Expenses |  | 210
SUB-TOTAL |  | 2848
Corporate overhead at | 0% | 0 | [7 empty] | 100%
Profit at | 0% | 0 | [7 empty] | 100%
SUB-TOTAL |  | 2848
Project Vendor Material
VENDOR MATERIAL |  | 0
Corporate overhead at | 10% | 0 | [7 empty] | 90%
Profit at | 10% | 0 | [7 empty] | 90%
SUB-TOTAL |  | 0
Subcontract Labor
SUBCONTRACTS |  | 4030
Corporate overhead at | 10% | 447.7778 | [7 empty] | 90%
Profit at | 10% | 497.5309 | [7 empty] | 90%
SUB-TOTAL |  | 4975.3086
Total Project
JCI Material |  | 1529.9601
Project Labor |  | 2848
Project Vendor Material |  | 0
Subcontractors |  | 4975.3086
SUB-TOTAL |  | 9353.2687
Risk / Contingency at | 0% | 0
PROJECT TOTAL |  | 9353.2687

## Fan Coil (Turnkey)
Part Number | Description |  |  |  |  | QTY | Unit Price | JCI Material | Vendor Material
Fan Coil Turnkey Install | Miscellaneous |  |  |  |  | 1
Fan Coil | Fan Coil |  |  |  |  | 1 | 1227.2727 |  | 1228.2727
|  |  |  | JCI Material Subtotal |  |  | 0
[7 empty] | Vendor Material Subtotal | 1228.2727
JOHNSON CONTROLS MATERIAL
JCI Material List Price --------------------------------------------------------------- |  |  |  |  | 0
Less Discount at --------------------------------------------------------------------- |  |  |  | 57.25% | 0
NET JCI Material ---------------------------------------------------------------------- |  |  |  |  | 0
Escalation at --------------------------------------------------------------------------- |  |  |  | 0% | 0
SUB-TOTAL |  |  |  |  | 0
Material Usage Tax at -------------------------------------------------------------- |  |  |  | 8% | 0
Freight / Delivery at ------------------------------------------------------------------ |  |  |  | 6% | 0
Labor Warranty at -------------------------------------------------------------------- |  |  |  | 4.5% | 0
TOTAL JCI MATERIAL PRICE |  |  |  |  | 0
VENDOR MATERIAL
Vendor (NON-JCI) Material Cost ------------------------------------------------ |  |  |  |  | 1228.2727
Escalation at --------------------------------------------------------------------------- |  |  |  | 0% | 0
SUB-TOTAL |  |  |  |  | 1228.2727
Material Tax at ------------------------------------------------------------------------ |  |  |  | 8% | 98.2618
Freight / Delivery at ------------------------------------------------------------------ |  |  |  | 6% | 73.6964
Warranty at ----------------------------------------------------------------------------- |  |  |  | 4.5% | 55.2723
TOTAL VENDOR MATERIAL PRICE |  |  |  |  | 1455.5032
SUBCONTRACTORS
Installation Materials |  |  |  |  | 250
Fan Coil Controls |  |  |  |  | 4500.8264
TOTAL SUBCONTRACTORS COST |  |  |  |  | 4750.8264
PROJECT LABOR
POSITION |  | RATE | HOURS | COST
Project Manager |  | 130 | 2 | 260
Mechanical Labor |  | 89 | 24 | 2136
Hardware Engineer |  | 106 | 0 | 0
Software Engineering |  | 106 | 0 | 0
Graphics Programming |  | 106 | 0 | 0
Verification and Commissioning Technician |  | 90 | 0 | 0
JCI Electrical Installation |  | 76 | 4 | 304
Training |  | 106 | 0 | 0
TOTAL LABOR COST |  |  | 30 | 2700
Project Labor
Project Labor |  | 2700
Travel Expenses |  | 350
SUB-TOTAL |  | 3050
Corporate overhead at | 0% | 0 | [7 empty] | 100%
Profit at | 0% | 0 | [7 empty] | 100%
SUB-TOTAL |  | 3050
Project Vendor Material
VENDOR MATERIAL |  | 1455.5032
Corporate overhead at | 10% | 161.7226 | [7 empty] | 90%
Profit at | 10% | 179.6918 | [7 empty] | 90%
SUB-TOTAL |  | 1796.9175
Subcontract Labor
SUBCONTRACTS |  | 4750.8264
Corporate overhead at | 10% | 527.8696 | [7 empty] | 90%
Profit at | 10% | 586.5218 | [7 empty] | 90%
SUB-TOTAL |  | 5865.2178
Total Project
JCI Material |  | 0
Project Labor |  | 3050
Project Vendor Material |  | 1796.9175
Subcontractors |  | 5865.2178
SUB-TOTAL |  | 10712.1353
Risk / Contingency at | 0% | 0
PROJECT TOTAL |  | 10712.1353

## Door Example (Turnkey)
Part Number | Description |  |  |  |  | QTY | Unit Price | JCI Material | Vendor Material
Door Turnkey Install | Miscellaneous |  |  |  |  | 1
S300-BAT | BATTERY,12V/7AMP HR |  |  |  |  | 1 | 91.54 | 91.54
SPB10000-1A10 | PNL RDR2SA 16X16 |  |  |  |  | 1 | 2667.61 | 2667.61
WG-31951099 | Profusion Composite Access Control Cable |  |  |  |  | 100 | 0.57 | 57
DS-160 | MOTION DETECTOR,REX |  |  |  |  | 1 | 225.01 | 225.01
SN1076 | Sentrol Recessed Contact |  |  |  |  | 1 | 7 | 7
HID-RP40N | HID RP40 BLK CABLE |  |  |  |  | 1 | 484.89 | 484.89
HE-100630496 | HES 1006 Strike - Complete Kit |  |  |  |  | 1 | 269 | 269
Misc | Romex, connectors, screws, Connectors, Splice Box, Hangars, Putty, etc |  |  |  |  | 1 |  |  | 50
|  |  |  | JCI Material Subtotal |  |  | 3802.05
[7 empty] | Vendor Material Subtotal | 50
JOHNSON CONTROLS MATERIAL
JCI Material List Price --------------------------------------------------------------- |  |  |  |  | 3802.05
Less Discount at --------------------------------------------------------------------- |  |  |  | 57.25% | 2176.6736
NET JCI Material ---------------------------------------------------------------------- |  |  |  |  | 1625.3764
Escalation at --------------------------------------------------------------------------- |  |  |  | 0% | 0
SUB-TOTAL |  |  |  |  | 1625.3764
Material Usage Tax at -------------------------------------------------------------- |  |  |  | 8% | 130.0301
Freight / Delivery at ------------------------------------------------------------------ |  |  |  | 6% | 97.5226
Labor Warranty at -------------------------------------------------------------------- |  |  |  | 4.5% | 73.1419
TOTAL JCI MATERIAL PRICE |  |  |  |  | 1926.071
VENDOR MATERIAL
Vendor (NON-JCI) Material Cost ------------------------------------------------ |  |  |  |  | 50
Escalation at --------------------------------------------------------------------------- |  |  |  | 0% | 0
SUB-TOTAL |  |  |  |  | 50
Material Tax at ------------------------------------------------------------------------ |  |  |  | 8% | 4
Freight / Delivery at ------------------------------------------------------------------ |  |  |  | 6% | 3
Warranty at ----------------------------------------------------------------------------- |  |  |  | 4.5% | 2.25
TOTAL VENDOR MATERIAL PRICE |  |  |  |  | 59.25
SUBCONTRACTORS
TOTAL SUBCONTRACTORS COST |  |  |  |  | 0
PROJECT LABOR
POSITION |  | RATE | HOURS | COST
Project Manager |  | 130 | 2 | 260
Mechanical Labor |  | 89 | 0 | 0
Hardware Engineer |  | 106 | 3 | 318
Software Engineering |  | 106 | 3 | 318
Graphics Programming |  | 106 | 0 | 0
Verification and Commissioning Technician |  | 90 | 16 | 1440
JCI Electrical Installation |  | 76 | 4 | 304
Training |  | 106 | 0 | 0
TOTAL LABOR COST |  |  | 28 | 2640
Project Labor
Project Labor |  | 2640
Travel Expenses |  | 350
SUB-TOTAL |  | 2990
Corporate overhead at | 0% | 0 | [7 empty] | 100%
Profit at | 0% | 0 | [7 empty] | 100%
SUB-TOTAL |  | 2990
Project Vendor Material
VENDOR MATERIAL |  | 59.25
Corporate overhead at | 10% | 6.5833 | [7 empty] | 90%
Profit at | 10% | 7.3148 | [7 empty] | 90%
SUB-TOTAL |  | 73.1481
Subcontract Labor
SUBCONTRACTS |  | 0
Corporate overhead at | 10% | 0 | [7 empty] | 90%
Profit at | 10% | 0 | [7 empty] | 90%
SUB-TOTAL |  | 0
Total Project
JCI Material |  | 1926.071
Project Labor |  | 2990
Project Vendor Material |  | 73.1481
Subcontractors |  | 0
SUB-TOTAL |  | 4989.2192
Risk / Contingency at | 0% | 0
PROJECT TOTAL |  | 4989.2192

## AC Chiler (Turnkey)
Part Number | Description |  |  |  |  | QTY | Unit Price | JCI Material | Vendor Material
AC Chiller Turnkey | Miscellaneous |  |  |  |  | 1
| Piping Material |  |  |  |  | 1 | 2000 |  | 2000
| Electrical Material |  |  |  |  | 1 | 800 |  | 800
| Controls Material |  |  |  |  | 1 | 500 |  | 500
Misc | Romex, connectors, screws, Connectors, Splice Box, Hangars, Putty, etc |  |  |  |  | 1 | 300 |  | 200
|  |  |  | JCI Material Subtotal |  |  | 0
[7 empty] | Vendor Material Subtotal | 3500
JOHNSON CONTROLS MATERIAL
JCI Material List Price --------------------------------------------------------------- |  |  |  |  | 0
Less Discount at --------------------------------------------------------------------- |  |  |  | 57.25% | 0
NET JCI Material ---------------------------------------------------------------------- |  |  |  |  | 0
Escalation at --------------------------------------------------------------------------- |  |  |  | 0% | 0
SUB-TOTAL |  |  |  |  | 0
Material Usage Tax at -------------------------------------------------------------- |  |  |  | 8% | 0
Freight / Delivery at ------------------------------------------------------------------ |  |  |  | 6% | 0
Labor Warranty at -------------------------------------------------------------------- |  |  |  | 4.5% | 0
TOTAL JCI MATERIAL PRICE |  |  |  |  | 0
VENDOR MATERIAL
Vendor (NON-JCI) Material Cost ------------------------------------------------ |  |  |  |  | 3500
Escalation at --------------------------------------------------------------------------- |  |  |  | 0% | 0
SUB-TOTAL |  |  |  |  | 3500
Material Tax at ------------------------------------------------------------------------ |  |  |  | 8% | 280
Freight / Delivery at ------------------------------------------------------------------ |  |  |  | 6% | 210
Warranty at ----------------------------------------------------------------------------- |  |  |  | 4.5% | 157.5
TOTAL VENDOR MATERIAL PRICE |  |  |  |  | 4147.5
SUBCONTRACTORS
Insulation Cost |  |  |  |  | 2000
Crane |  |  |  |  | 1200
TOTAL SUBCONTRACTORS COST |  |  |  |  | 3200
PROJECT LABOR
POSITION |  | RATE | HOURS | COST
Project Manager |  | 130 | 16 | 2080
Mechanical Labor |  | 89 | 80 | 7120
Hardware Engineer |  | 106 | 3 | 318
Software Engineering |  | 106 | 8 | 848
Graphics Programming |  | 106 | 8 | 848
Verification and Commissioning Technician |  | 90 | 8 | 720
JCI Electrical Installation |  | 76 | 48 | 3648
Training |  | 106 | 0 | 0
TOTAL LABOR COST |  |  | 171 | 15582
Project Labor
Project Labor |  | 15582
Travel Expenses |  | 350
SUB-TOTAL |  | 15932
Corporate overhead at | 0% | 0 | [7 empty] | 100%
Profit at | 0% | 0 | [7 empty] | 100%
SUB-TOTAL |  | 15932
Project Vendor Material
VENDOR MATERIAL |  | 4147.5
Corporate overhead at | 10% | 460.8333 | [7 empty] | 90%
Profit at | 10% | 512.037 | [7 empty] | 90%
SUB-TOTAL |  | 5120.3704
Subcontract Labor
SUBCONTRACTS |  | 3200
Corporate overhead at | 10% | 355.5556 | [7 empty] | 90%
Profit at | 10% | 395.0617 | [7 empty] | 90%
SUB-TOTAL |  | 3950.6173
Equipment
SUBCONTRACTS
York Air Cooled Chiller 96 Ton |  | 44360.6328 | [7 empty] | 100%
Stock Chiller Option (1 week delivery) |  | 3806.7084
5 Year Compressor Parts and Labor (Add) |  | 4347.7236
5 Year Entire Chiller Parts and Labor (Add) |  | 4563.3456
SUB-TOTAL |  | 57078.4104
Total Project
JCI Material |  | 0
Equipment |  | 57078.4104
Project Labor |  | 15932
Project Vendor Material |  | 5120.3704
Equipment
Subcontractors |  | 3950.6173
SUB-TOTAL |  | 82081.3981
Risk / Contingency at | 0% | 0
PROJECT TOTAL |  | 82081.3981